{"text_format":"1","workbook":"xlsx","n_sheets":7,"sheets":["Parameter Setting","Structure","PO List","Products Spec List","Catalog","Data","Lang Mapping"],"not_rendered":{"charts":0,"images":68,"macros":1,"external_links":0,"defined_names":22,"comments":0,"pivot_tables":0},"unopened":[],"bounds":{"document_bytes":16777216,"sheet_cells":100000,"rows_first":2000,"rows_last":500,"rows_between":2000,"halvings":0,"cell_chars":16384,"cell_head_chars":4096},"cells_cut":0,"cells_raw":0,"read":"whole","date_system":"1900"}

{"sheet":"Parameter Setting","index":0,"n_rows":166,"n_cols":12,"rows_kept":166,"cut":false,"hidden":false,"merged":[[43,0,45,0],[2,0,2,1],[11,0,13,0],[14,0,16,0],[19,0,21,0],[32,0,34,0],[35,0,37,0],[26,0,28,0],[3,3,3,4],[2,3,2,11],[0,0,0,11],[1,0,1,11],[40,0,42,0]]}
["Delta AH500 PLC Selection Tool V1.02"]
["Disclaimer: This selection tool is not reponsible to the correctness of the selection result. User should double check the selection result before buying."]
["Product Information",null,null,"Project Information"]
["CPU",null,null,"How many cabinets will be handled by a CPU?",null,1]
["What kind of CPU do you like?","AH530"]
["Do you need the built-in Ethernet port?","Y",null,"Control Cabinet No.=",1,2,3,4,5,6,7,8]
[null,null,null,"Previous Cabinet=\n(0=Previous Cabinet or 1=Cabinet 1)",null,0,0,0,0,0,0,0]
["Power Module",null,null,"Distance from Previous Cabinet (m)=",null,0,0,0,0,0,0,0]
["What kind of power will you use?","AC",null,"DI Points=",0,0,0,0,0,0,0,0]
[null,null,null,"DI Points (AC input)=",0,0,0,0,0,0,0,0]
["Backplane",null,null,"DO Points (NPN)=",0,0,0,0,0,0,0,0]
["How many slots on a backplane will you accept?\n(for main backplane)","4-slot",null,"DO Points (PNP)=",0,0,0,0,0,0,0,0]
[null,"to",null,"DO Points (Relay)=",0,0,0,0,0,0,0,0]
[null,"12-slot",null,"DO Points (AC output)=",0,0,0,0,0,0,0,0]
["How many slots on a backplane will you accept?\n(for extension backplane)","6-slot",null,"AI Channels (Voltage)=",0,0,0,0,0,0,0,0]
[null,"to",null,"AI Channels (Current)=",0,0,0,0,0,0,0,0]
[null,"8-slot",null,"AI Channels (Dual Mode)=",0,0,0,0,0,0,0,0]
[null,null,null,"AO Channels (Voltage)=",0,0,0,0,0,0,0,0]
["DI/DO Module",null,null,"AO Channels (Current)=",0,0,0,0,0,0,0,0]
["How many points in a module will you accept?","16-point",null,"AO Channels (Dual Mode)=",0,0,0,0,0,0,0,0]
[null,"to",null,"Temperature Channels - PT=",0,0,0,0,0,0,0,0]
[null,"64-point",null,"Temperature Channels - TC=",0,0,0,0,0,0,0,0]
["What kind of terminal of 32pts modules will you prefer to use?","No Ext. Terminal",null,"Serial Communication Ports=",0,0,0,0,0,0,0,0]
["Could you accept the mix-type module when the 16-point module is acceptable?","Y",null,"DI Points (Interrupt)=",0]
[null,null,null,"High Speed Counters=",0]
["AI/AO Module",null,null,"Pulse Axes (1M Hz differential)=",0]
["How many channels in a module will you accept?\n(for dual mode)","4-channel",null,"Pulse Axes (200K Hz open collector)=",0]
[null,"to",null,"DMCNET Axes=",0]
[null,"8-channel",null,"Ethernet Ports=",0]
["Could you accept the mix-type module?","Y",null,"DeviceNet Ports (not for RIO)=",0]
[null,null,null,"PROFIBUS Slave Ports=",0]
["Temperature Module",null,null,"PROFIBUS Master Ports (not for RIO)=",0]
["How many channels in a module will you accept?\n(for PT)","4-channel",null,"CANopen Ports=",0]
[null,"to"]
[null,"8-channel",null,"Control Cabinet No.=",9,10,11,12,13,14,15,16]
["How many channels in a module will you accept?\n(for TC)","4-channel",null,"Previous Cabinet=\n(0=Previous Cabinet or 1=Cabinet 1)",0,0,0,0,0,0,0,0]
[null,"to",null,"Distance from Previous Cabinet (m)=",0,0,0,0,0,0,0,0]
[null,"8-channel",null,"DI Points=",0,0,0,0,0,0,0,0]
[null,null,null,"DI Points (AC input)=",0,0,0,0,0,0,0,0]
["Motion Module",null,null,"DO Points (NPN)=",0,0,0,0,0,0,0,0]
["How many channels in a module will you accept?\n(for HC - high speed counter)","2-channel",null,"DO Points (PNP)=",0,0,0,0,0,0,0,0]
[null,"to",null,"DO Points (Relay)=",0,0,0,0,0,0,0,0]
[null,"4-channel",null,"DO Points (AC output)=",0,0,0,0,0,0,0,0]
["How many axes in a module will you accept?\n(for PM - 1MHz differential pulse train)","2-axis",null,"AI Channels (Voltage)=",0,0,0,0,0,0,0,0]
[null,"to",null,"AI Channels (Current)=",0,0,0,0,0,0,0,0]
[null,"4-axis",null,"AI Channels (Dual Mode)=",0,0,0,0,0,0,0,0]
["Serial Communication Module",null,null,"AO Channels (Voltage)=",0,0,0,0,0,0,0,0]
["How many input <words> will be used for a SCM module installed in RTU?",20,null,"AO Channels (Current)=",0,0,0,0,0,0,0,0]
["How many output <words> will be used for a SCM module installed in RTU?",20,null,"AO Channels (Dual Mode)=",0,0,0,0,0,0,0,0]
[null,null,null,"Temperature Channels - PT=",0,0,0,0,0,0,0,0]
["Dummy Module",null,null,"Temperature Channels - TC=",0,0,0,0,0,0,0,0]
["Would you like to use the dummy module?","Y",null,"Serial Communication Ports=",0,0,0,0,0,0,0,0]
[]
["RIO Configure Parameter",null,null,"Control Cabinet No.=",17,18,19,20,21,22,23,24]
["What kind of protocol would you like to use?","DeviceNet",null,"Previous Cabinet=\n(0=Previous Cabinet or 1=Cabinet 1)",0,0,0,0,0,0,0,0]
["Supports rack extension in RIO station?","Y",null,"Distance from Previous Cabinet (m)=",0,0,0,0,0,0,0,0]
[null,null,null,"DI Points=",0,0,0,0,0,0,0,0]
[null,null,null,"DI Points (AC input)=",0,0,0,0,0,0,0,0]
[null,null,null,"DO Points (NPN)=",0,0,0,0,0,0,0,0]
[null,null,null,"DO Points (PNP)=",0,0,0,0,0,0,0,0]
[null,null,null,"DO Points (Relay)=",0,0,0,0,0,0,0,0]
[null,null,null,"DO Points (AC output)=",0,0,0,0,0,0,0,0]
[null,null,null,"AI Channels (Voltage)=",0,0,0,0,0,0,0,0]
[null,null,null,"AI Channels (Current)=",0,0,0,0,0,0,0,0]
[null,null,null,"AI Channels (Dual Mode)=",0,0,0,0,0,0,0,0]
[null,null,null,"AO Channels (Voltage)=",0,0,0,0,0,0,0,0]
[null,null,null,"AO Channels (Current)=",0,0,0,0,0,0,0,0]
[null,null,null,"AO Channels (Dual Mode)=",0,0,0,0,0,0,0,0]
[null,null,null,"Temperature Channels - PT=",0,0,0,0,0,0,0,0]
[null,null,null,"Temperature Channels - TC=",0,0,0,0,0,0,0,0]
[null,null,null,"Serial Communication Ports=",0,0,0,0,0,0,0,0]
[]
[null,null,null,"Control Cabinet No.=",25,26,27,28,29,30,31,32]
[null,null,null,"Previous Cabinet=\n(0=Previous Cabinet or 1=Cabinet 1)",0,0,0,0,0,0,0,0]
[null,null,null,"Distance from Previous Cabinet (m)=",0,0,0,0,0,0,0,0]
[null,null,null,"DI Points=",0,0,0,0,0,0,0,0]
[null,null,null,"DI Points (AC input)=",0,0,0,0,0,0,0,0]
[null,null,null,"DO Points (NPN)=",0,0,0,0,0,0,0,0]
[null,null,null,"DO Points (PNP)=",0,0,0,0,0,0,0,0]
[null,null,null,"DO Points (Relay)=",0,0,0,0,0,0,0,0]
[null,null,null,"DO Points (AC output)=",0,0,0,0,0,0,0,0]
[null,null,null,"AI Channels (Voltage)=",0,0,0,0,0,0,0,0]
[null,null,null,"AI Channels (Current)=",0,0,0,0,0,0,0,0]
[null,null,null,"AI Channels (Dual Mode)=",0,0,0,0,0,0,0,0]
[null,null,null,"AO Channels (Voltage)=",0,0,0,0,0,0,0,0]
[null,null,null,"AO Channels (Current)=",0,0,0,0,0,0,0,0]
[null,null,null,"AO Channels (Dual Mode)=",0,0,0,0,0,0,0,0]
[null,null,null,"Temperature Channels - PT=",0,0,0,0,0,0,0,0]
[null,null,null,"Temperature Channels - TC=",0,0,0,0,0,0,0,0]
[null,null,null,"Serial Communication Ports=",0,0,0,0,0,0,0,0]
[]
[null,null,null,"Control Cabinet No.=",33,34,35,36,37,38,39,40]
[null,null,null,"Previous Cabinet=\n(0=Previous Cabinet or 1=Cabinet 1)",0,0,0,0,0,0,0,0]
[null,null,null,"Distance from Previous Cabinet (m)=",0,0,0,0,0,0,0,0]
[null,null,null,"DI Points=",0,0,0,0,0,0,0,0]
[null,null,null,"DI Points (AC input)=",0,0,0,0,0,0,0,0]
[null,null,null,"DO Points (NPN)=",0,0,0,0,0,0,0,0]
[null,null,null,"DO Points (PNP)=",0,0,0,0,0,0,0,0]
[null,null,null,"DO Points (Relay)=",0,0,0,0,0,0,0,0]
[null,null,null,"DO Points (AC output)=",0,0,0,0,0,0,0,0]
[null,null,null,"AI Channels (Voltage)=",0,0,0,0,0,0,0,0]
[null,null,null,"AI Channels (Current)=",0,0,0,0,0,0,0,0]
[null,null,null,"AI Channels (Dual Mode)=",0,0,0,0,0,0,0,0]
[null,null,null,"AO Channels (Voltage)=",0,0,0,0,0,0,0,0]
[null,null,null,"AO Channels (Current)=",0,0,0,0,0,0,0,0]
[null,null,null,"AO Channels (Dual Mode)=",0,0,0,0,0,0,0,0]
[null,null,null,"Temperature Channels - PT=",0,0,0,0,0,0,0,0]
[null,null,null,"Temperature Channels - TC=",0,0,0,0,0,0,0,0]
[null,null,null,"Serial Communication Ports=",0,0,0,0,0,0,0,0]
[]
[null,null,null,"Control Cabinet No.=",41,42,43,44,45,46,47,48]
[null,null,null,"Previous Cabinet=\n(0=Previous Cabinet or 1=Cabinet 1)",0,0,0,0,0,0,0,0]
[null,null,null,"Distance from Previous Cabinet (m)=",0,0,0,0,0,0,0,0]
[null,null,null,"DI Points=",0,0,0,0,0,0,0,0]
[null,null,null,"DI Points (AC input)=",0,0,0,0,0,0,0,0]
[null,null,null,"DO Points (NPN)=",0,0,0,0,0,0,0,0]
[null,null,null,"DO Points (PNP)=",0,0,0,0,0,0,0,0]
[null,null,null,"DO Points (Relay)=",0,0,0,0,0,0,0,0]
[null,null,null,"DO Points (AC output)=",0,0,0,0,0,0,0,0]
[null,null,null,"AI Channels (Voltage)=",0,0,0,0,0,0,0,0]
[null,null,null,"AI Channels (Current)=",0,0,0,0,0,0,0,0]
[null,null,null,"AI Channels (Dual Mode)=",0,0,0,0,0,0,0,0]
[null,null,null,"AO Channels (Voltage)=",0,0,0,0,0,0,0,0]
[null,null,null,"AO Channels (Current)=",0,0,0,0,0,0,0,0]
[null,null,null,"AO Channels (Dual Mode)=",0,0,0,0,0,0,0,0]
[null,null,null,"Temperature Channels - PT=",0,0,0,0,0,0,0,0]
[null,null,null,"Temperature Channels - TC=",0,0,0,0,0,0,0,0]
[null,null,null,"Serial Communication Ports=",0,0,0,0,0,0,0,0]
[]
[null,null,null,"Control Cabinet No.=",49,50,51,52,53,54,55,56]
[null,null,null,"Previous Cabinet=\n(0=Previous Cabinet or 1=Cabinet 1)",0,0,0,0,0,0,0,0]
[null,null,null,"Distance from Previous Cabinet (m)=",0,0,0,0,0,0,0,0]
[null,null,null,"DI Points=",0,0,0,0,0,0,0,0]
[null,null,null,"DI Points (AC input)=",0,0,0,0,0,0,0,0]
[null,null,null,"DO Points (NPN)=",0,0,0,0,0,0,0,0]
[null,null,null,"DO Points (PNP)=",0,0,0,0,0,0,0,0]
[null,null,null,"DO Points (Relay)=",0,0,0,0,0,0,0,0]
[null,null,null,"DO Points (AC output)=",0,0,0,0,0,0,0,0]
[null,null,null,"AI Channels (Voltage)=",0,0,0,0,0,0,0,0]
[null,null,null,"AI Channels (Current)=",0,0,0,0,0,0,0,0]
[null,null,null,"AI Channels (Dual Mode)=",0,0,0,0,0,0,0,0]
[null,null,null,"AO Channels (Voltage)=",0,0,0,0,0,0,0,0]
[null,null,null,"AO Channels (Current)=",0,0,0,0,0,0,0,0]
[null,null,null,"AO Channels (Dual Mode)=",0,0,0,0,0,0,0,0]
[null,null,null,"Temperature Channels - PT=",0,0,0,0,0,0,0,0]
[null,null,null,"Temperature Channels - TC=",0,0,0,0,0,0,0,0]
[null,null,null,"Serial Communication Ports=",0,0,0,0,0,0,0,0]
[]
[null,null,null,"Control Cabinet No.=",57,58,59,60,61,62,63,64]
[null,null,null,"Previous Cabinet=\n(0=Previous Cabinet or 1=Cabinet 1)",0,0,0,0,0,0,0,0]
[null,null,null,"Distance from Previous Cabinet (m)=",0,0,0,0,0,0,0,0]
[null,null,null,"DI Points=",0,0,0,0,0,0,0,0]
[null,null,null,"DI Points (AC input)=",0,0,0,0,0,0,0,0]
[null,null,null,"DO Points (NPN)=",0,0,0,0,0,0,0,0]
[null,null,null,"DO Points (PNP)=",0,0,0,0,0,0,0,0]
[null,null,null,"DO Points (Relay)=",0,0,0,0,0,0,0,0]
[null,null,null,"DO Points (AC output)=",0,0,0,0,0,0,0,0]
[null,null,null,"AI Channels (Voltage)=",0,0,0,0,0,0,0,0]
[null,null,null,"AI Channels (Current)=",0,0,0,0,0,0,0,0]
[null,null,null,"AI Channels (Dual Mode)=",0,0,0,0,0,0,0,0]
[null,null,null,"AO Channels (Voltage)=",0,0,0,0,0,0,0,0]
[null,null,null,"AO Channels (Current)=",0,0,0,0,0,0,0,0]
[null,null,null,"AO Channels (Dual Mode)=",0,0,0,0,0,0,0,0]
[null,null,null,"Temperature Channels - PT=",0,0,0,0,0,0,0,0]
[null,null,null,"Temperature Channels - TC=",0,0,0,0,0,0,0,0]
[null,null,null,"Serial Communication Ports=",0,0,0,0,0,0,0,0]

{"sheet":"Structure","index":1,"n_rows":3,"n_cols":17,"rows_kept":3,"cut":false,"hidden":false,"merged":[[0,0,0,16]]}
["PLC Structure (for example)"]
["Previous Cabinet","Cabinet\nNo.","Rack\nNo.","Power","CPU/RTU","Slot 0","Slot 1","Slot 2","Slot 3","Slot 4","Slot 5","Slot 6","Slot 7","Slot 8","Slot 9","Slot 10","Slot 11"]
[null,null,null,null,null,"~~~~~~ End of the table ~~~~~~"]

{"sheet":"PO List","index":2,"n_rows":3,"n_cols":3,"rows_kept":3,"cut":false,"hidden":false,"merged":[[0,0,0,2]]}
["PO List"]
["Model","Quantity (pc)","Comment"]
[null,"~~~~~~ End of the table ~~~~~~"]

{"sheet":"Products Spec List","index":3,"n_rows":158,"n_cols":18,"rows_kept":158,"cut":false,"hidden":false,"merged":[[156,0,156,1],[156,2,156,3],[156,4,156,9],[157,0,157,1],[157,2,157,3],[157,4,157,9],[145,0,145,9],[153,0,153,1],[153,2,153,3],[153,4,153,9],[154,0,154,1],[154,2,154,3],[154,4,154,9],[155,0,155,1],[155,2,155,3],[155,4,155,9],[150,0,150,1],[150,2,150,3],[151,0,151,1],[151,2,151,3],[152,0,152,1],[152,2,152,3],[150,4,150,9],[151,4,151,9],[152,4,152,9],[148,0,148,1],[148,2,148,3],[149,0,149,1],[149,2,149,3],[146,4,146,9],[147,4,147,9],[148,4,148,9],[149,4,149,9],[143,0,143,1],[143,2,143,3],[143,4,143,5],[143,6,143,7],[131,0,131,7],[146,0,146,1],[147,0,147,1],[146,2,146,3],[147,2,147,3],[140,0,140,1],[140,2,140,3],[140,4,140,5],[140,6,140,7],[141,0,141,1],[141,2,141,3],[141,4,141,5],[141,6,141,7],[142,0,142,1],[142,2,142,3],[142,4,142,5],[142,6,142,7],[137,0,137,1],[137,2,137,3],[137,4,137,5],[137,6,137,7],[138,0,138,1],[138,2,138,3],[138,4,138,5],[138,6,138,7],[139,0,139,1],[139,2,139,3],[139,4,139,5],[139,6,139,7],[134,0,134,1],[134,2,134,3],[134,4,134,5],[134,6,134,7],[135,0,135,1],[135,2,135,3],[135,4,135,5],[135,6,135,7],[136,0,136,1],[136,2,136,3],[136,4,136,5],[136,6,136,7],[98,0,98,9],[132,0,132,1],[132,2,132,3],[132,4,132,5],[132,6,132,7],[133,0,133,1],[133,2,133,3],[133,4,133,5],[133,6,133,7],[127,0,127,1],[127,2,127,5],[127,6,127,7],[127,8,127,9],[128,0,128,1],[128,2,128,5],[128,6,128,7],[128,8,128,9],[129,0,129,1],[129,2,129,5],[129,6,129,7],[129,8,129,9],[124,0,124,1],[124,2,124,5],[124,6,124,7],[124,8,124,9],[125,0,125,1],[125,2,125,5],[125,6,125,7],[125,8,125,9],[126,0,126,1],[126,2,126,5],[126,6,126,7],[126,8,126,9],[122,2,122,5],[122,6,122,7],[122,8,122,9],[121,0,121,1],[122,0,122,1],[123,0,123,1],[123,2,123,5],[123,6,123,7],[123,8,123,9],[119,0,119,1],[119,2,119,5],[119,6,119,7],[119,8,119,9],[120,0,120,1],[120,2,120,5],[120,6,120,7],[120,8,120,9],[121,2,121,5],[121,6,121,7],[121,8,121,9],[116,0,116,1],[116,2,116,5],[116,6,116,7],[116,8,116,9],[117,0,117,1],[117,2,117,5],[117,6,117,7],[117,8,117,9],[118,0,118,1],[118,2,118,5],[118,6,118,7],[118,8,118,9],[115,0,115,1],[115,2,115,5],[115,6,115,7],[115,8,115,9],[113,0,113,1],[113,2,113,5],[113,6,113,7],[113,8,113,9],[114,0,114,1],[114,2,114,5],[114,6,114,7],[114,8,114,9],[111,0,111,1],[111,2,111,5],[111,6,111,7],[111,8,111,9],[112,0,112,1],[112,2,112,5],[112,6,112,7],[112,8,112,9],[110,0,110,1],[110,2,110,5],[110,6,110,7],[110,8,110,9],[105,0,105,1],[105,2,105,5],[105,6,105,7],[105,8,105,9],[106,0,106,1],[106,2,106,5],[106,6,106,7],[106,8,106,9],[109,0,109,1],[109,2,109,5],[109,6,109,7],[109,8,109,9],[107,0,107,1],[107,2,107,5],[107,6,107,7],[107,8,107,9],[108,0,108,1],[108,2,108,5],[108,6,108,7],[108,8,108,9],[104,0,104,1],[104,2,104,5],[104,6,104,7],[104,8,104,9],[99,0,99,1],[99,2,99,5],[99,6,99,7],[99,8,99,9],[100,0,100,1],[100,6,100,7],[100,8,100,9],[100,2,100,5],[101,0,101,1],[101,2,101,5],[101,6,101,7],[101,8,101,9],[102,0,102,1],[102,2,102,5],[102,6,102,7],[102,8,102,9],[103,0,103,1],[103,2,103,5],[103,6,103,7],[103,8,103,9],[56,0,56,12],[69,0,69,1],[66,0,66,1],[66,3,66,4],[66,5,66,6],[66,7,66,8],[66,9,66,10],[66,11,66,12],[65,0,65,1],[65,3,65,4],[65,5,65,6],[65,7,65,8],[65,9,65,10],[65,11,65,12],[64,0,64,1],[64,3,64,4],[64,5,64,6],[64,7,64,8],[64,9,64,10],[64,11,64,12],[63,0,63,1],[63,3,63,4],[63,5,63,6],[63,7,63,8],[63,9,63,10],[63,11,63,12],[62,0,62,1],[62,3,62,4],[62,5,62,6],[62,7,62,8],[62,9,62,10],[62,11,62,12],[61,0,61,1],[61,3,61,4],[61,5,61,6],[61,7,61,8],[61,9,61,10],[61,11,61,12],[60,0,60,1],[60,3,60,4],[60,5,60,6],[60,7,60,8],[60,9,60,10],[60,11,60,12],[59,0,59,1],[59,3,59,4],[59,5,59,6],[59,7,59,8],[59,9,59,10],[59,11,59,12],[57,11,57,12],[57,14,57,16],[57,17,57,19],[58,0,58,1],[58,3,58,4],[58,5,58,6],[58,7,58,8],[58,9,58,10],[58,11,58,12],[52,9,52,10],[53,9,53,10],[54,9,54,10],[25,0,25,19],[57,0,57,1],[57,3,57,4],[57,5,57,6],[57,7,57,8],[57,9,57,10],[46,9,46,10],[47,9,47,10],[48,9,48,10],[49,9,49,10],[50,9,50,10],[51,9,51,10],[40,9,40,10],[41,9,41,10],[42,9,42,10],[43,9,43,10],[44,9,44,10],[45,9,45,10],[34,9,34,10],[35,9,35,10],[36,9,36,10],[53,17,53,19],[54,0,54,1],[54,3,54,4],[54,5,54,6],[54,7,54,8],[54,11,54,12],[54,14,54,16],[54,17,54,19],[53,0,53,1],[53,3,53,4],[53,5,53,6],[53,7,53,8],[53,11,53,12],[53,14,53,16],[50,3,50,4],[50,5,50,6],[51,3,51,4],[51,5,51,6],[52,3,52,4],[52,5,52,6],[47,3,47,4],[47,5,47,6],[48,3,48,4],[48,5,48,6],[49,3,49,4],[49,5,49,6],[52,0,52,1],[52,7,52,8],[52,11,52,12],[52,14,52,16],[52,17,52,19],[26,3,26,4],[26,5,26,6],[27,3,27,4],[27,5,27,6],[28,3,28,4],[50,0,50,1],[50,7,50,8],[50,11,50,12],[50,14,50,16],[50,17,50,19],[51,0,51,1],[51,7,51,8],[51,11,51,12],[51,14,51,16],[51,17,51,19],[48,0,48,1],[48,7,48,8],[48,11,48,12],[48,14,48,16],[48,17,48,19],[49,0,49,1],[49,7,49,8],[49,11,49,12],[49,14,49,16],[49,17,49,19],[46,0,46,1],[46,7,46,8],[46,11,46,12],[46,14,46,16],[46,17,46,19],[47,0,47,1],[47,7,47,8],[47,11,47,12],[47,14,47,16],[47,17,47,19],[46,3,46,4],[46,5,46,6],[44,0,44,1],[44,7,44,8],[44,11,44,12],[44,14,44,16],[44,17,44,19],[45,0,45,1],[45,7,45,8],[45,11,45,12],[45,14,45,16],[45,17,45,19],[44,3,44,4],[44,5,44,6],[45,3,45,4],[45,5,45,6],[42,0,42,1],[42,7,42,8],[42,11,42,12],[42,14,42,16],[42,17,42,19],[43,0,43,1],[43,7,43,8],[43,11,43,12],[43,14,43,16],[43,17,43,19],[42,3,42,4],[42,5,42,6],[43,3,43,4],[43,5,43,6],[40,0,40,1],[40,7,40,8],[40,11,40,12],[40,14,40,16],[40,17,40,19],[41,0,41,1],[41,7,41,8],[41,11,41,12],[41,14,41,16],[41,17,41,19],[40,3,40,4],[40,5,40,6],[41,3,41,4],[41,5,41,6],[38,0,38,1],[38,7,38,8],[38,11,38,12],[38,14,38,16],[38,17,38,19],[39,0,39,1],[39,7,39,8],[39,11,39,12],[39,14,39,16],[39,17,39,19],[38,3,38,4],[38,5,38,6],[39,3,39,4],[39,5,39,6],[38,9,38,10],[39,9,39,10],[36,0,36,1],[36,7,36,8],[36,11,36,12],[36,14,36,16],[36,17,36,19],[37,0,37,1],[37,7,37,8],[37,11,37,12],[37,14,37,16],[37,17,37,19],[36,3,36,4],[36,5,36,6],[37,3,37,4],[37,5,37,6],[37,9,37,10],[34,0,34,1],[34,7,34,8],[34,11,34,12],[34,14,34,16],[34,17,34,19],[35,0,35,1],[35,7,35,8],[35,11,35,12],[35,14,35,16],[35,17,35,19],[34,3,34,4],[34,5,34,6],[35,3,35,4],[35,5,35,6],[32,5,32,6],[33,3,33,4],[33,5,33,6],[28,5,28,6],[29,3,29,4],[29,5,29,6],[30,3,30,4],[30,5,30,6],[31,3,31,4],[31,5,31,6],[32,17,32,19],[33,0,33,1],[33,7,33,8],[33,11,33,12],[33,17,33,19],[30,0,30,1],[30,7,30,8],[30,11,30,12],[30,17,30,19],[31,0,31,1],[31,7,31,8],[31,11,31,12],[31,17,31,19],[30,9,30,10],[31,9,31,10],[32,9,32,10],[33,9,33,10],[30,14,30,16],[31,14,31,16],[32,14,32,16],[33,14,33,16],[32,0,32,1],[32,7,32,8],[32,11,32,12],[28,17,28,19],[29,0,29,1],[29,7,29,8],[29,11,29,12],[29,17,29,19],[26,17,26,19],[27,17,27,19],[26,14,26,16],[27,14,27,16],[26,0,26,1],[26,7,26,8],[26,11,26,12],[27,0,27,1],[27,7,27,8],[27,11,27,12],[26,9,26,10],[27,9,27,10],[28,14,28,16],[29,14,29,16],[28,0,28,1],[28,7,28,8],[28,11,28,12],[28,9,28,10],[29,9,29,10],[9,14,9,15],[0,0,0,15],[12,0,12,1],[13,0,13,1],[12,2,12,3],[13,2,13,3],[12,5,12,7],[9,11,9,13],[2,11,2,13],[3,11,3,13],[4,11,4,13],[5,11,5,13],[2,14,2,15],[3,14,3,15],[4,14,4,15],[5,14,5,15],[6,14,6,15],[9,4,9,5],[2,7,2,8],[3,7,3,8],[4,7,4,8],[5,7,5,8],[6,7,6,8],[11,0,11,7],[1,14,1,15],[6,4,6,5],[7,4,7,5],[8,4,8,5],[6,11,6,13],[7,11,7,13],[8,11,8,13],[7,14,7,15],[8,14,8,15],[1,4,1,5],[1,7,1,8],[1,11,1,13],[1,0,1,1],[2,0,2,1],[3,0,3,1],[2,4,2,5],[3,4,3,5],[7,7,7,8],[4,4,4,5],[5,4,5,5],[70,0,70,1],[70,3,70,4],[70,5,70,6],[70,7,70,8],[14,0,14,1],[14,2,14,3],[14,5,14,7],[15,0,15,1],[15,2,15,3],[15,5,15,7],[22,0,22,1],[22,4,22,5],[22,2,22,3],[23,0,23,1],[23,2,23,3],[23,4,23,5],[70,9,70,10],[4,0,4,1],[5,0,5,1],[6,0,6,1],[7,0,7,1],[8,0,8,1],[9,0,9,1],[8,7,8,8],[9,7,9,8],[21,0,21,1],[21,2,21,3],[21,4,21,5],[20,0,20,5],[16,0,16,1],[16,2,16,3],[16,5,16,7],[17,0,17,1],[17,2,17,3],[17,5,17,7],[13,5,13,7],[18,0,18,1],[18,2,18,3],[18,5,18,7],[32,3,32,4],[73,0,73,1],[73,3,73,4],[73,5,73,6],[73,7,73,8],[73,9,73,10],[68,0,68,10],[76,0,76,1],[76,2,76,3],[76,10,76,11],[75,0,75,13],[71,0,71,1],[71,3,71,4],[71,5,71,6],[71,7,71,8],[71,9,71,10],[72,0,72,1],[72,3,72,4],[72,5,72,6],[72,7,72,8],[72,9,72,10],[69,3,69,4],[69,5,69,6],[69,7,69,8],[69,9,69,10],[79,0,79,1],[79,2,79,3],[79,7,79,9],[79,10,79,11],[80,0,80,1],[80,2,80,3],[80,7,80,9],[80,10,80,11],[76,12,76,13],[77,12,77,13],[78,12,78,13],[79,12,79,13],[80,12,80,13],[77,0,77,1],[77,2,77,3],[76,7,76,9],[77,7,77,9],[77,10,77,11],[78,0,78,1],[78,2,78,3],[78,7,78,9],[78,10,78,11],[81,0,81,1],[81,2,81,3],[81,7,81,9],[81,10,81,11],[81,12,81,13],[82,0,82,1],[82,2,82,3],[82,7,82,9],[82,10,82,11],[82,12,82,13],[84,0,84,14],[85,13,85,14],[86,0,86,1],[86,2,86,3],[86,4,86,6],[86,7,86,8],[86,9,86,10],[86,11,86,12],[86,13,86,14],[85,0,85,1],[85,2,85,3],[85,4,85,6],[85,7,85,8],[85,9,85,10],[85,11,85,12],[90,2,90,3],[91,0,91,1],[91,2,91,3],[90,4,90,5],[91,4,91,5],[90,6,90,7],[91,6,91,7],[90,8,90,9],[87,0,87,1],[87,2,87,3],[87,4,87,6],[87,7,87,8],[87,9,87,10],[89,0,89,17],[90,12,90,14],[90,15,90,17],[91,12,91,14],[91,15,91,17],[90,10,90,11],[91,8,91,9],[91,10,91,11],[90,0,90,1],[87,11,87,12],[87,13,87,14],[92,12,92,14],[92,15,92,17],[93,0,93,1],[93,2,93,3],[93,4,93,5],[93,6,93,7],[93,8,93,9],[93,10,93,11],[93,12,93,14],[93,15,93,17],[92,0,92,1],[92,2,92,3],[92,4,92,5],[92,6,92,7],[92,8,92,9],[92,10,92,11],[96,0,96,1],[96,2,96,3],[96,4,96,5],[96,6,96,7],[96,8,96,9],[96,10,96,11],[96,12,96,14],[96,15,96,17],[94,0,94,1],[94,2,94,3],[94,4,94,5],[94,6,94,7],[94,8,94,9],[94,10,94,11],[94,12,94,14],[94,15,94,17],[95,0,95,1],[95,2,95,3],[95,4,95,5],[95,6,95,7],[95,8,95,9],[95,10,95,11],[95,12,95,14],[95,15,95,17]]}
["CPU Modules"]
["Model",null,"Local I/O","Program\n(Steps)","Data (words)\n(D / L / B)",null,"FB","Ext. backplane",null,"Built-in\nCOM","Built-in\nEthernet","TCP resource\n(common / data exchange)",null,null,"LD\nexecution time"]
["AHCPU500-RS2",null,768,"32k","16k / 16k / 512k",null,128,0,null,2,0,"0 / 0",null,null,"0.1 us"]
["AHCPU510-RS2",null,1280,"64k","32k / 32k / 1024k",null,256,1,null,2,0,"0 / 0",null,null,"0.1 us"]
["AHCPU520-RS2",null,2304,"128k","64k / 64k / 2048k",null,512,3,null,2,0,"0 / 0",null,null,"0.1 us"]
["AHCPU530-RS2",null,4352,"256k","64k / 64k / 4096k",null,1024,7,null,2,0,"0 / 0",null,null,"0.1 us"]
["AHCPU500-EN",null,768,"32k","16k / 16k / 512k",null,128,0,null,1,1,"32 / 16",null,null,"0.1 us"]
["AHCPU510-EN",null,1280,"64k","32k / 32k / 1024k",null,256,1,null,1,1,"32 / 32",null,null,"0.1 us"]
["AHCPU520-EN",null,2304,"128k","64k / 64k / 2048k",null,512,3,null,1,1,"32 / 64",null,null,"0.1 us"]
["AHCPU530-EN",null,4352,"256k","64k / 64k / 4096k",null,1024,7,null,1,1,"32 / 128",null,null,"0.1 us"]
[]
["Backplane"]
["Model",null,"Type",null,"Slot","Support CPU & RTU"]
["AHBP04M1-5A",null,"Main backplane",null,4,"Y"]
["AHBP06M1-5A",null,"Main backplane",null,6,"Y"]
["AHBP08M1-5A",null,"Main backplane",null,8,"Y"]
["AHBP12M1-5A",null,"Main backplane",null,12,"Y"]
["AHBP06E1-5A",null,"Ext. backplane",null,6,"N"]
["AHBP08E1-5A",null,"Ext. backplane",null,8,"N"]
[]
["Power Supply Modules"]
["Model",null,"Input",null,"Output"]
["AHPS05-5A",null,"100~240VAC",null,"60W"]
["AHPS15-5A",null,"24VDC",null,"36W"]
[]
["DIO Modules"]
["Model",null,"Type","Input points",null,"Output points",null,"Input signal",null,"Output signal",null,"Terminal",null,"Interrupt","Ext. cable",null,null,"Ext. terminal"]
["AH16AM10N-5A",null,"DI",16,null,0,null,"24VDC",null,"None",null,"JIS removable",null,"N","None",null,null,"None"]
["AH16AM30N-5A",null,"DI",16,null,0,null,"120~240VAC",null,"None",null,"JIS removable",null,"N","None",null,null,"None"]
["AH32AM10N-5A",null,"DI",32,null,0,null,"24VDC",null,"None",null,"EU removable",null,"N","None",null,null,"None"]
["AH32AM10N-5B",null,"DI",32,null,0,null,"24VDC",null,"None",null,"DB37",null,"N","UC-ET010-33B x1",null,null,"UB-10-ID32B x1"]
["AH32AM10N-5C",null,"DI",32,null,0,null,"24VDC",null,"None",null,"MIL",null,"N","UC-ET010-24A x1",null,null,"UB-10-ID32A x1"]
["AH64AM10N-5C",null,"DI",64,null,0,null,"24VDC",null,"None",null,"MIL",null,"N","UC-ET010-24A x2",null,null,"UB-10-ID32A x2"]
["AH16AR10N-5A",null,"DI",16,null,0,null,"24VDC",null,"None",null,"JIS removable",null,"Y","None",null,null,"None"]
["AH16AN01R-5A",null,"DO",0,null,16,null,"None",null,"Relay(2A)",null,"JIS removable",null,"N","None",null,null,"None"]
["AH16AN01T-5A",null,"DO",0,null,16,null,"None",null,"24VDC(NPN)",null,"JIS removable",null,"N","None",null,null,"None"]
["AH16AN01P-5A",null,"DO",0,null,16,null,"None",null,"24VDC(PNP)",null,"JIS removable",null,"N","None",null,null,"None"]
["AH16AN01S-5A",null,"DO",0,null,16,null,"None",null,"TRIAC",null,"JIS removable",null,"N","None",null,null,"None"]
["AH32AN02T-5A",null,"DO",0,null,32,null,"None",null,"24VDC(NPN)",null,"EU removable",null,"N","None",null,null,"None"]
["AH32AN02P-5A",null,"DO",0,null,32,null,"None",null,"24VDC(PNP)",null,"EU removable",null,"N","None",null,null,"None"]
["AH32AN02T-5B",null,"DO",0,null,32,null,"None",null,"24VDC(NPN)",null,"DB37",null,"N","UC-ET010-33B x1",null,null,"UB-10-OT32B x1"]
["AH32AN02P-5B",null,"DO",0,null,32,null,"None",null,"24VDC(PNP)",null,"DB37",null,"N","UC-ET010-33B x1",null,null,"UB-10-OT32B x1"]
["AH32AN02T-5B",null,"DO",0,null,32,null,"None",null,"Relay(2A)",null,"DB37",null,"N","UC-ET010-33B x1",null,null,"UB-10-OR32A x1"]
["AH32AN02P-5B",null,"DO",0,null,32,null,"None",null,"Relay(2A)",null,"DB37",null,"N","UC-ET010-33B x1",null,null,"UB-10-OR32B x1"]
["AH32AN02T-5C",null,"DO",0,null,32,null,"None",null,"24VDC(NPN)",null,"MIL",null,"N","UC-ET010-24A x1",null,null,"UB-10-OT32A x1"]
["AH32AN02P-5C",null,"DO",0,null,32,null,"None",null,"24VDC(PNP)",null,"MIL",null,"N","UC-ET010-24A x1",null,null,"UB-10-OT32A x1"]
["AH32AN02T-5C",null,"DO",0,null,32,null,"None",null,"Relay(2A)",null,"MIL",null,"N","UC-ET010-24C x1",null,null,"UB-10-OR16A x2"]
["AH32AN02P-5C",null,"DO",0,null,32,null,"None",null,"Relay(2A)",null,"MIL",null,"N","UC-ET010-24C x1",null,null,"UB-10-OR16B x2"]
["AH64AN02T-5C",null,"DO",0,null,64,null,"None",null,"24VDC(NPN)",null,"MIL",null,"N","UC-ET010-24A x2",null,null,"UB-10-OT32A x2"]
["AH64AN02P-5C",null,"DO",0,null,64,null,"None",null,"24VDC(PNP)",null,"MIL",null,"N","UC-ET010-24A x2",null,null,"UB-10-OT32A x2"]
["AH64AN02T-5C",null,"DO",0,null,64,null,"None",null,"Relay(2A)",null,"MIL",null,"N","UC-ET010-24C x2",null,null,"UB-10-OR16A x4"]
["AH64AN02P-5C",null,"DO",0,null,64,null,"None",null,"Relay(2A)",null,"MIL",null,"N","UC-ET010-24C x2",null,null,"UB-10-OR16B x4"]
["AH16AP11R-5A",null,"DIO",8,null,8,null,"24VDC",null,"Relay(2A)",null,"JIS removable",null,"N","None",null,null,"None"]
["AH16AP11T-5A",null,"DIO",8,null,8,null,"24VDC",null,"24VDC(NPN)",null,"JIS removable",null,"N","None",null,null,"None"]
["AH16AP11P-5A",null,"DIO",8,null,8,null,"24VDC",null,"24VDC(PNP)",null,"JIS removable",null,"N","None",null,null,"None"]
[]
["AIO Modules"]
["Model",null,"Type","Input channels",null,"Output channels",null,"Input signal",null,"Output signal",null,"Terminal"]
["AH04AD-5A",null,"AI",4,null,0,null,"0/1V~5V, -5~5V,\n0~10V, -10~10V,\n0/4~20mA,\n-20~20mA",null,"None",null,"JIS removable"]
["AH08AD-5A",null,"AI",8,null,0,null,"0/1V~5V, -5~5V,\n0~10V, -10~10V,\n0/4~20mA,\n-20~20mA",null,"None",null,"EU removable"]
["AH08AD-5B",null,"AI",8,null,0,null,"0/1V~5V, -5~5V,\n0~10V, -10~10V",null,"None",null,"JIS removable"]
["AH08AD-5C",null,"AI",8,null,0,null,"0/4~20mA,\n-20~20mA",null,"None",null,"JIS removable"]
["AH04DA-5A",null,"AO",0,null,4,null,"None",null,"0/1V~5V, -5~5V,\n0~10V, -10~10V,\n0/4~20mA",null,"JIS removable"]
["AH08DA-5A",null,"AO",0,null,8,null,"None",null,"0/1V~5V, -5~5V,\n0~10V, -10~10V,\n0/4~20mA",null,"EU removable"]
["AH08DA-5B",null,"AO",0,null,8,null,"None",null,"0/1V~5V, -5~5V,\n0~10V, -10~10V",null,"JIS removable"]
["AH08DA-5C",null,"AO",0,null,8,null,"None",null,"0/4~20mA",null,"JIS removable"]
["AH06XA-5A",null,"AIO",4,null,2,null,"0/1V~5V, -5~5V,\n0~10V, -10~10V,\n0/4~20mA,\n-20~20mA",null,"0/1V~5V, -5~5V,\n0~10V, -10~10V,\n0/4~20mA",null,"JIS removable"]
[]
["Temperature Modules"]
["Model",null,"Type","Channels",null,"Signal",null,"Terminal",null,"Channel isolated"]
["AH04PT-5A",null,"PT",4,null,"Pt100, Pt1000,\nNi100, Ni1000,\n0~300Ω",null,"JIS removable",null,"N"]
["AH04TC-5A",null,"TC",4,null,"Thermocouple\nJ, K, R, S, T, E, N,\n-150~150mV",null,"JIS removable",null,"N"]
["AH08TC-5A",null,"TC",8,null,"Thermocouple\nJ, K, R, S, T, E, N,\n-150~150mV",null,"JIS removable",null,"N"]
["AH08PTG-5A",null,"PT",8,null,"Pt100, Pt1000,\nNi100, Ni1000,\n0~300Ω",null,"JIS removable",null,"Y"]
[]
["Network Modules"]
["Model",null,"Type",null,"Ports","Master","Slave","Protocol",null,null,"Max. speed",null,"Max. nodes"]
["AH10EN-5A",null,"Ethernet",null,2,"Y","Y","TCP/IP, MODBUS TCP,\nNTP, SNMP",null,null,"100Mbps",null,"None"]
["AH10SCM-5A",null,"RS-422/485",null,2,"Y","Y","MODBUS, BACnet(Slave)",null,null,"460.8kbps",null,"None"]
["AH10DNET-5A",null,"DeviceNet",null,1,"Y","Y","DeviceNet",null,null,"1Mbps",null,63]
["AH10PFBM-5A",null,"PROFIBUS",null,1,"Y","N","PROFIBUS-DP",null,null,"12Mbps",null,124]
["AH10PFBS-5A",null,"PROFIBUS",null,1,"N","Y","PROFIBUS-DP",null,null,"12Mbps",null,"None"]
["AH10COPM-5A",null,"CANopen",null,1,"Y","Y","CANopen",null,null,"1Mbps",null,100]
[]
["RTU Modules"]
["Model",null,"Type",null,"Protocol",null,null,"Max. speed",null,"Ext. backplane",null,"Support DIO, AIO,\nTemp.",null,"Support SCM"]
["AHRTU-DNET-5A",null,"DeviceNet",null,"DeviceNet",null,null,"1Mbps",null,7,null,"Y",null,"Y"]
["AHRTU-PFBS-5A",null,"PROFIBUS",null,"PROFIBUS-DP",null,null,"12Mbps",null,7,null,"Y",null,"N"]
[]
["Motion Modules"]
["Model",null,"Type",null,"Channels/Axes",null,"Terminal",null,"Input signal",null,"Output signal",null,"Ext. cable",null,null,"Ext. terminal"]
["AH02HC-5A",null,"High speed counter",null,2,null,"EU removable",null,"200kHz",null,"None",null,"None",null,null,"None"]
["AH04HC-5A",null,"High speed counter",null,4,null,"HDC",null,"200kHz",null,"None",null,"UC-ET010-13B x1",null,null,"UB-10-IO16C x1"]
["AH05PM-5A",null,"Pulse-train axis",null,2,null,"EU removable",null,"200kHz",null,"1MHz",null,"None",null,null,"None"]
["AH10PM-5A",null,"Pulse-train axis",null,6,null,"HDC",null,"200kHz",null,"1MHz x4, 200kHz x2",null,"UC-ET010-15B x1",null,null,"UB-10-IO24C x1"]
["AH15PM-5A",null,"Pulse-train axis",null,4,null,"HDC",null,"200kHz",null,"1MHz",null,"UC-ET010-15B x1",null,null,"UB-10-IO34C x1"]
["AH20MC-5A",null,"DMCNET axis",null,12,null,"HDC",null,"200kHz",null,"1ms",null,"UC-ET010-13B x1",null,null,"UB-10-IO16C x1"]
[]
["Accessories - Cable"]
["Model",null,"Type",null,null,null,"Length(m)",null,"Connector"]
["AHACAB06-5A",null,"Ext. backplane cable",null,null,null,0.6,null,"HDC"]
["AHACAB10-5A",null,"Ext. backplane cable",null,null,null,1,null,"HDC"]
["AHACAB15-5A",null,"Ext. backplane cable",null,null,null,1.5,null,"HDC"]
["AHACAB30-5A",null,"Ext. backplane cable",null,null,null,3,null,"HDC"]
["AHACAB50-5A",null,"Ext. backplane cable",null,null,null,5,null,"HDC"]
["AHACABA0-5A",null,"Ext. backplane cable",null,null,null,10,null,"HDC"]
["AHACABA5-5A",null,"Ext. backplane cable",null,null,null,15,null,"HDC"]
["AHACABB0-5A",null,"Ext. backplane cable",null,null,null,20,null,"HDC"]
["AHACABC0-5A",null,"Ext. backplane cable",null,null,null,30,null,"HDC"]
["AHACABD0-5A",null,"Ext. backplane cable",null,null,null,40,null,"HDC"]
["AHACABE0-5A",null,"Ext. backplane cable",null,null,null,50,null,"HDC"]
["AHACABF0-5A",null,"Ext. backplane cable",null,null,null,60,null,"HDC"]
["AHACABG0-5A",null,"Ext. backplane cable",null,null,null,70,null,"HDC"]
["AHACABH0-5A",null,"Ext. backplane cable",null,null,null,80,null,"HDC"]
["AHACABJ0-5A",null,"Ext. backplane cable",null,null,null,90,null,"HDC"]
["AHACABK0-5A",null,"Ext. backplane cable",null,null,null,100,null,"HDC"]
["UC-ET010-24A",null,"I/O external terminal cable",null,null,null,1,null,"MIL"]
["UC-ET010-24C",null,"I/O external terminal cable",null,null,null,1,null,"MIL"]
["UC-ET010-33B",null,"I/O external terminal cable",null,null,null,1,null,"DB37"]
["UC-ET010-13B",null,"I/O external terminal cable",null,null,null,1,null,"HDC"]
["UC-ET010-15B",null,"I/O external terminal cable",null,null,null,1,null,"HDC"]
["UC-DN01Z-01A",null,"CANopen/DeviceNet cable (trunk)",null,null,null,"Customer",null,"None"]
["UC-DN01Z-02A",null,"CANopen/DeviceNet cable (drop)",null,null,null,"Customer",null,"None"]
["UC-CMC003-01A",null,"CANopen/DeviceNet/DMCNET cable",null,null,null,0.3,null,"RJ45"]
["UC-CMC005-01A",null,"CANopen/DeviceNet/DMCNET cable",null,null,null,0.5,null,"RJ45"]
["UC-CMC010-01A",null,"CANopen/DeviceNet/DMCNET cable",null,null,null,1,null,"RJ45"]
["UC-CMC020-01A",null,"CANopen/DeviceNet/DMCNET cable",null,null,null,2,null,"RJ45"]
["UC-CMC030-01A",null,"CANopen/DeviceNet/DMCNET cable",null,null,null,3,null,"RJ45"]
["UC-CMC100-01A",null,"CANopen/DeviceNet/DMCNET cable",null,null,null,10,null,"RJ45"]
["UC-PF01Z-01A",null,"PROFIBUS cable",null,null,null,"Customer",null,"None"]
[]
["Accessories - External Terminal"]
["Model",null,"Connector - module",null,"Connector - wire",null,"Built-in relay"]
["UB-10-ID32A",null,"MIL",null,"EU terminal",null,"N"]
["UB-10-ID32B",null,"DB37",null,"EU terminal",null,"N"]
["UB-10-OR16A",null,"MIL",null,"EU terminal",null,"Y"]
["UB-10-OR16B",null,"MIL",null,"EU terminal",null,"Y"]
["UB-10-OR32A",null,"DB37",null,"EU terminal",null,"Y"]
["UB-10-OR32B",null,"DB37",null,"EU terminal",null,"Y"]
["UB-10-OT32A",null,"MIL",null,"EU terminal",null,"N"]
["UB-10-OT32B",null,"DB37",null,"EU terminal",null,"N"]
["UB-10-IO16C",null,"HDC",null,"EU terminal",null,"N"]
["UB-10-IO24C",null,"HDC",null,"EU terminal",null,"N"]
["UB-10-IO34C",null,"HDC",null,"EU terminal",null,"N"]
[]
["Accessories - Others"]
["Model",null,"Type",null,"Description"]
["ASD-TR-DM0008",null,"Terminal resistor",null,"For DMCNET, RJ45"]
["TAP-TR01",null,"Terminal resistor",null,"For CANopen/DeviceNet, RJ45"]
["TAP-CP01",null,"Distribution box",null,"Power distribution box for CANopen/DeviceNet"]
["TAP-CN01",null,"Distribution box",null,"1 for 2 distribution box for CANopen/DeviceNet"]
["TAP-CN02",null,"Distribution box",null,"1 for 4 distribution box for CANopen/DeviceNet"]
["TAP-CN03",null,"Distribution box",null,"1 for 4 distribution box for CANopen/DeviceNet, RJ45"]
["AHASP01-5A",null,"Relay(2A)",null,"AH500 dummy module"]
["AHADINADP1-5A",null,"DIN socket",null,"Used on DIN rail for AH500 backplane"]
["AHAADP01EF-5A",null,"Fiber optic adapter",null,"Change the backplane ext. port to optical (lower)"]
["AHAADP02EF-5A",null,"Fiber optic adapter",null,"Change the backplane ext. port to optical (upper)"]
["FMC-SD001G",null,"SD card",null,"SD card, 1GB"]

{"sheet":"Catalog","index":4,"n_rows":158,"n_cols":24,"rows_kept":158,"cut":false,"hidden":false,"merged":[[26,21,26,22],[1,1,1,2],[1,5,1,6],[1,8,1,9],[1,12,1,14],[1,15,1,16],[12,9,12,10],[2,1,2,2],[2,5,2,6],[2,8,2,9],[2,12,2,14],[2,15,2,16],[3,1,3,2],[3,5,3,6],[3,8,3,9],[3,12,3,14],[3,15,3,16],[4,1,4,2],[4,5,4,6],[12,11,12,15],[13,9,13,10],[9,1,9,2],[9,5,9,6],[9,8,9,9],[9,12,9,14],[9,15,9,16],[6,1,6,2],[6,5,6,6],[6,8,6,9],[6,12,6,14],[6,15,6,16],[7,1,7,2],[7,5,7,6],[7,8,7,9],[7,12,7,14],[7,15,7,16],[8,12,8,14],[8,15,8,16],[14,6,14,8],[15,1,15,2],[15,3,15,4],[15,6,15,8],[12,1,12,2],[12,3,12,4],[12,6,12,8],[13,1,13,2],[13,3,13,4],[13,6,13,8],[26,1,26,2],[26,4,26,5],[26,6,26,7],[26,8,26,9],[26,10,26,11],[26,12,26,13],[26,15,26,17],[26,18,26,20],[22,1,22,2],[22,3,22,4],[22,5,22,6],[23,1,23,2],[23,3,23,4],[23,5,23,6],[22,7,22,8],[22,9,23,13],[27,15,27,17],[27,18,27,20],[28,1,28,2],[28,4,28,5],[28,6,28,7],[28,8,28,9],[28,10,28,11],[28,12,28,13],[28,15,28,17],[28,18,28,20],[27,1,27,2],[27,4,27,5],[27,6,27,7],[27,8,27,9],[27,10,27,11],[27,12,27,13],[29,15,29,17],[29,18,29,20],[30,1,30,2],[30,4,30,5],[30,6,30,7],[30,8,30,9],[30,10,30,11],[30,12,30,13],[30,15,30,17],[30,18,30,20],[29,1,29,2],[29,4,29,5],[29,6,29,7],[29,8,29,9],[29,10,29,11],[29,12,29,13],[31,15,31,17],[31,18,31,20],[32,1,32,2],[32,4,32,5],[32,6,32,7],[32,8,32,9],[32,10,32,11],[32,12,32,13],[32,15,32,17],[32,18,32,20],[31,1,31,2],[31,4,31,5],[31,6,31,7],[31,8,31,9],[31,10,31,11],[31,12,31,13],[33,15,33,17],[33,18,33,20],[34,1,34,2],[34,4,34,5],[34,6,34,7],[34,8,34,9],[34,10,34,11],[34,12,34,13],[34,15,34,17],[34,18,34,20],[33,1,33,2],[33,4,33,5],[33,6,33,7],[33,8,33,9],[33,10,33,11],[33,12,33,13],[35,15,35,17],[35,18,35,20],[36,1,36,2],[36,4,36,5],[36,6,36,7],[36,8,36,9],[36,10,36,11],[36,12,36,13],[36,15,36,17],[36,18,36,20],[35,1,35,2],[35,4,35,5],[35,6,35,7],[35,8,35,9],[35,10,35,11],[35,12,35,13],[37,15,37,17],[37,18,37,20],[38,1,38,2],[38,4,38,5],[38,6,38,7],[38,8,38,9],[38,10,38,11],[38,12,38,13],[38,15,38,17],[38,18,38,20],[37,1,37,2],[37,4,37,5],[37,6,37,7],[37,8,37,9],[37,10,37,11],[37,12,37,13],[41,10,41,11],[41,12,41,13],[39,15,39,17],[39,18,39,20],[40,1,40,2],[40,4,40,5],[40,6,40,7],[40,8,40,9],[40,10,40,11],[40,12,40,13],[40,15,40,17],[40,18,40,20],[39,1,39,2],[39,4,39,5],[39,6,39,7],[39,8,39,9],[39,10,39,11],[39,12,39,13],[44,1,44,2],[44,4,44,5],[44,6,44,7],[44,8,44,9],[44,10,44,11],[44,12,44,13],[44,15,44,17],[44,18,44,20],[43,1,43,2],[43,4,43,5],[43,6,43,7],[43,8,43,9],[43,10,43,11],[43,12,43,13],[45,15,45,17],[45,18,45,20],[46,1,46,2],[46,4,46,5],[46,6,46,7],[46,8,46,9],[46,10,46,11],[46,12,46,13],[46,15,46,17],[46,18,46,20],[45,1,45,2],[45,4,45,5],[45,6,45,7],[45,8,45,9],[45,10,45,11],[45,12,45,13],[47,15,47,17],[47,18,47,20],[48,1,48,2],[48,4,48,5],[48,6,48,7],[48,8,48,9],[48,10,48,11],[48,12,48,13],[48,15,48,17],[48,18,48,20],[47,1,47,2],[47,4,47,5],[47,6,47,7],[47,8,47,9],[47,10,47,11],[47,12,47,13],[49,15,49,17],[49,18,49,20],[50,1,50,2],[50,4,50,5],[50,6,50,7],[50,8,50,9],[50,10,50,11],[50,12,50,13],[50,15,50,17],[50,18,50,20],[49,1,49,2],[49,4,49,5],[49,6,49,7],[49,8,49,9],[49,10,49,11],[49,12,49,13],[58,1,58,2],[51,15,51,17],[51,18,51,20],[52,1,52,2],[52,4,52,5],[52,6,52,7],[52,8,52,9],[52,10,52,11],[52,12,52,13],[52,15,52,17],[52,18,52,20],[51,1,51,2],[51,4,51,5],[51,6,51,7],[51,8,51,9],[51,10,51,11],[51,12,51,13],[57,6,57,7],[57,8,57,9],[57,10,57,11],[57,12,57,13],[53,15,53,17],[53,18,53,20],[54,1,54,2],[54,4,54,5],[54,6,54,7],[54,8,54,9],[54,10,54,11],[54,12,54,13],[54,15,54,17],[54,18,54,20],[53,1,53,2],[53,4,53,5],[53,6,53,7],[53,8,53,9],[53,10,53,11],[53,12,53,13],[58,4,58,5],[58,6,58,7],[58,8,58,9],[58,10,58,11],[58,12,58,13],[57,14,57,15],[57,16,57,20],[58,16,58,20],[60,1,60,2],[60,4,60,5],[60,6,60,7],[60,8,60,9],[60,10,60,11],[60,12,60,13],[59,1,59,2],[59,4,59,5],[59,6,59,7],[59,8,59,9],[59,10,59,11],[59,12,59,13],[60,16,61,20],[59,16,59,20],[57,1,57,2],[57,4,57,5],[62,1,62,2],[62,4,62,5],[62,6,62,7],[62,8,62,9],[62,10,62,11],[62,12,62,13],[61,1,61,2],[61,4,61,5],[61,6,61,7],[61,8,61,9],[61,10,61,11],[61,12,61,13],[64,1,64,2],[64,4,64,5],[64,6,64,7],[64,8,64,9],[64,10,64,11],[64,12,64,13],[63,1,63,2],[63,4,63,5],[63,6,63,7],[63,8,63,9],[63,10,63,11],[63,12,63,13],[66,4,66,5],[66,6,66,7],[66,8,66,9],[66,10,66,11],[66,12,66,13],[65,1,65,2],[65,4,65,5],[65,6,65,7],[65,8,65,9],[65,10,65,11],[65,12,65,13],[73,10,73,11],[70,1,70,2],[70,4,70,5],[70,6,70,7],[70,8,70,9],[70,10,70,11],[71,1,71,2],[71,4,71,5],[71,6,71,7],[71,8,71,9],[71,10,71,11],[77,1,77,2],[77,3,77,4],[77,8,77,10],[77,11,77,12],[77,13,77,14],[78,1,78,2],[78,3,78,4],[78,8,78,10],[78,11,78,12],[78,13,78,14],[79,1,79,2],[79,3,79,4],[79,8,79,10],[79,11,79,12],[79,13,79,14],[80,1,80,2],[80,3,80,4],[80,8,80,10],[80,11,80,12],[80,13,80,14],[85,1,85,2],[85,3,85,4],[85,5,85,7],[85,8,85,9],[85,10,85,11],[85,12,85,13],[85,14,85,15],[81,1,81,2],[81,3,81,4],[81,8,81,10],[81,11,81,12],[81,13,81,14],[82,1,82,2],[82,3,82,4],[82,8,82,10],[82,11,82,12],[82,13,82,14],[84,0,84,22],[91,13,91,15],[91,16,91,18],[92,1,92,2],[92,3,92,4],[92,5,92,6],[92,7,92,8],[92,9,92,10],[92,11,92,12],[92,13,92,15],[92,16,92,18],[91,1,91,2],[91,3,91,4],[91,5,91,6],[91,7,91,8],[91,9,91,10],[91,11,91,12],[93,13,93,15],[93,16,93,18],[94,1,94,2],[94,3,94,4],[94,5,94,6],[94,7,94,8],[94,9,94,10],[94,11,94,12],[94,13,94,15],[94,16,94,18],[93,1,93,2],[93,3,93,4],[93,5,93,6],[93,7,93,8],[93,9,93,10],[93,11,93,12],[95,13,95,15],[95,16,95,18],[96,1,96,2],[96,3,96,4],[96,5,96,6],[96,7,96,8],[96,9,96,10],[96,11,96,12],[96,13,96,15],[96,16,96,18],[95,1,95,2],[95,3,95,4],[95,5,95,6],[95,7,95,8],[95,9,95,10],[95,11,95,12],[101,1,101,2],[101,3,101,6],[101,7,101,8],[101,9,101,10],[102,1,102,2],[102,3,102,6],[102,7,102,8],[102,9,102,10],[99,1,99,2],[99,3,99,6],[99,7,99,8],[99,9,99,10],[100,1,100,2],[100,3,100,6],[100,7,100,8],[100,9,100,10],[105,1,105,2],[105,3,105,6],[105,7,105,8],[105,9,105,10],[106,1,106,2],[106,3,106,6],[106,7,106,8],[106,9,106,10],[103,1,103,2],[103,3,103,6],[103,7,103,8],[103,9,103,10],[104,1,104,2],[104,3,104,6],[104,7,104,8],[104,9,104,10],[109,1,109,2],[109,3,109,6],[109,7,109,8],[109,9,109,10],[110,1,110,2],[110,3,110,6],[110,7,110,8],[110,9,110,10],[107,1,107,2],[107,3,107,6],[107,7,107,8],[107,9,107,10],[108,1,108,2],[108,3,108,6],[108,7,108,8],[108,9,108,10],[113,1,113,2],[113,3,113,6],[113,7,113,8],[113,9,113,10],[114,1,114,2],[114,3,114,6],[114,7,114,8],[114,9,114,10],[111,1,111,2],[111,3,111,6],[111,7,111,8],[111,9,111,10],[112,1,112,2],[112,3,112,6],[112,7,112,8],[112,9,112,10],[117,1,117,2],[117,3,117,6],[117,7,117,8],[117,9,117,10],[118,1,118,2],[118,3,118,6],[118,7,118,8],[118,9,118,10],[115,1,115,2],[115,3,115,6],[115,7,115,8],[115,9,115,10],[116,1,116,2],[116,3,116,6],[116,7,116,8],[116,9,116,10],[121,1,121,2],[121,3,121,6],[121,7,121,8],[121,9,121,10],[122,1,122,2],[122,3,122,6],[122,7,122,8],[122,9,122,10],[119,1,119,2],[119,3,119,6],[119,7,119,8],[119,9,119,10],[120,1,120,2],[120,3,120,6],[120,7,120,8],[120,9,120,10],[125,1,125,2],[125,3,125,6],[125,7,125,8],[125,9,125,10],[126,1,126,2],[126,3,126,6],[126,7,126,8],[126,9,126,10],[123,1,123,2],[123,3,123,6],[123,7,123,8],[123,9,123,10],[124,1,124,2],[124,3,124,6],[124,7,124,8],[124,9,124,10],[129,1,129,2],[129,3,129,6],[129,7,129,8],[129,9,129,10],[132,1,132,2],[132,3,132,4],[132,5,132,6],[132,7,132,8],[127,1,127,2],[127,3,127,6],[127,7,127,8],[127,9,127,10],[128,1,128,2],[128,3,128,6],[128,7,128,8],[128,9,128,10],[135,1,135,2],[135,3,135,4],[135,5,135,6],[135,7,135,8],[136,1,136,2],[136,3,136,4],[136,5,136,6],[136,7,136,8],[133,1,133,2],[133,3,133,4],[133,5,133,6],[133,7,133,8],[134,1,134,2],[134,3,134,4],[134,5,134,6],[134,7,134,8],[139,1,139,2],[139,3,139,4],[139,5,139,6],[139,7,139,8],[140,1,140,2],[140,3,140,4],[140,5,140,6],[140,7,140,8],[137,1,137,2],[137,3,137,4],[137,5,137,6],[137,7,137,8],[138,1,138,2],[138,3,138,4],[138,5,138,6],[138,7,138,8],[143,1,143,2],[143,3,143,4],[143,5,143,6],[143,7,143,8],[146,1,146,2],[146,3,146,4],[146,5,146,10],[141,1,141,2],[141,3,141,4],[141,5,141,6],[141,7,141,8],[142,1,142,2],[142,3,142,4],[142,5,142,6],[142,7,142,8],[141,9,141,10],[142,9,142,10],[143,9,143,10],[145,0,145,12],[0,0,0,23],[157,1,157,2],[157,3,157,4],[157,5,157,10],[1,17,1,18],[155,1,155,2],[155,3,155,4],[155,5,155,10],[156,1,156,2],[156,3,156,4],[156,5,156,10],[153,1,153,2],[153,3,153,4],[153,5,153,10],[154,1,154,2],[154,3,154,4],[154,5,154,10],[151,1,151,2],[151,3,151,4],[151,5,151,10],[152,1,152,2],[152,3,152,4],[152,5,152,10],[149,1,149,2],[6,0,9,0],[2,0,5,0],[1,19,1,23],[2,19,5,23],[2,17,2,18],[3,17,3,18],[4,17,4,18],[5,17,5,18],[6,17,6,18],[7,17,7,18],[8,17,8,18],[9,17,9,18],[6,19,9,23],[8,1,8,2],[8,5,8,6],[8,8,8,9],[4,8,4,9],[4,12,4,14],[4,15,4,16],[5,1,5,2],[5,5,5,6],[5,8,5,9],[5,12,5,14],[5,15,5,16],[14,9,14,10],[15,9,15,10],[16,9,16,10],[17,9,17,10],[18,9,18,10],[13,11,18,15],[13,0,18,0],[11,0,11,15],[21,9,21,13],[18,1,18,2],[18,3,18,4],[18,6,18,8],[21,1,21,2],[21,3,21,4],[21,5,21,6],[21,7,21,8],[16,1,16,2],[16,3,16,4],[16,6,16,8],[17,1,17,2],[17,3,17,4],[17,6,17,8],[14,1,14,2],[14,3,14,4],[22,0,23,0],[20,0,20,13],[23,7,23,8],[26,23,26,27],[27,0,28,0],[33,0,37,0],[38,0,39,0],[40,0,43,0],[43,15,43,17],[43,18,43,20],[41,15,41,17],[41,18,41,20],[42,1,42,2],[42,4,42,5],[42,6,42,7],[42,8,42,9],[42,10,42,11],[42,12,42,13],[42,15,42,17],[42,18,42,20],[41,1,41,2],[41,4,41,5],[41,6,41,7],[41,8,41,9],[44,0,47,0],[48,0,51,0],[52,0,54,0],[25,0,25,27],[27,21,27,22],[28,21,28,22],[29,21,29,22],[30,21,30,22],[31,21,31,22],[32,21,32,22],[33,21,33,22],[34,21,34,22],[35,21,35,22],[36,21,36,22],[37,21,37,22],[38,21,38,22],[39,21,39,22],[40,21,40,22],[41,21,41,22],[42,21,42,22],[43,21,43,22],[44,21,44,22],[45,21,45,22],[46,21,46,22],[47,21,47,22],[48,21,48,22],[49,21,49,22],[50,21,50,22],[51,21,51,22],[52,21,52,22],[53,21,53,22],[54,21,54,22],[27,23,28,27],[29,23,29,27],[30,23,30,27],[31,23,31,27],[32,23,32,27],[33,23,37,27],[38,23,39,27],[40,23,43,27],[44,23,47,27],[48,23,51,27],[52,23,54,27],[62,16,62,20],[63,16,63,20],[64,0,65,0],[64,16,65,20],[66,16,66,20],[56,0,56,20],[69,12,69,13],[69,14,69,18],[60,0,61,0],[58,14,58,15],[59,14,59,15],[60,14,60,15],[61,14,61,15],[62,14,62,15],[63,14,63,15],[64,14,64,15],[65,14,65,15],[66,14,66,15],[69,1,69,2],[69,4,69,5],[69,6,69,7],[69,8,69,9],[69,10,69,11],[66,1,66,2],[70,12,70,13],[71,12,71,13],[72,12,72,13],[73,12,73,13],[70,0,73,0],[70,14,73,18],[68,0,68,18],[76,15,76,16],[76,17,76,21],[75,0,75,21],[76,1,76,2],[76,3,76,4],[76,8,76,10],[76,11,76,12],[76,13,76,14],[72,1,72,2],[72,4,72,5],[72,6,72,7],[72,8,72,9],[72,10,72,11],[73,1,73,2],[73,4,73,5],[73,6,73,7],[73,8,73,9],[77,15,77,16],[78,15,78,16],[79,15,79,16],[80,15,80,16],[81,15,81,16],[82,15,82,16],[77,17,77,21],[78,17,78,21],[79,17,79,21],[80,17,80,21],[81,17,81,21],[82,17,82,21],[90,1,90,2],[90,3,90,4],[90,5,90,6],[90,7,90,8],[90,9,90,10],[90,11,90,12],[90,13,90,15],[90,16,90,18],[86,14,86,15],[87,1,87,2],[87,3,87,4],[87,5,87,7],[87,8,87,9],[87,10,87,11],[87,12,87,13],[87,14,87,15],[86,1,86,2],[86,3,86,4],[86,5,86,7],[86,8,86,9],[86,10,86,11],[86,12,86,13],[93,19,93,20],[94,19,94,20],[95,19,95,20],[96,19,96,20],[91,21,91,25],[92,21,92,25],[93,21,93,25],[85,16,85,17],[85,18,85,22],[86,16,86,17],[87,16,87,17],[86,18,86,22],[87,18,87,22],[90,19,90,20],[90,21,90,25],[94,0,95,0],[94,21,95,25],[96,21,96,25],[89,0,89,25],[132,9,132,10],[146,11,146,12],[100,0,115,0],[119,0,120,0],[121,0,129,0],[135,0,136,0],[137,0,138,0],[141,0,143,0],[133,9,133,10],[98,0,98,10],[131,0,131,10],[139,9,139,10],[140,9,140,10],[134,9,134,10],[135,9,135,10],[136,9,136,10],[137,9,137,10],[138,9,138,10],[91,19,91,20],[92,19,92,20],[156,11,156,12],[157,11,157,12],[155,0,156,0],[147,11,147,12],[148,11,148,12],[149,11,149,12],[150,11,150,12],[151,11,151,12],[152,11,152,12],[153,11,153,12],[154,11,154,12],[155,11,155,12],[149,3,149,4],[149,5,149,10],[150,1,150,2],[150,3,150,4],[150,5,150,10],[147,1,147,2],[147,3,147,4],[147,5,147,10],[148,1,148,2],[148,3,148,4],[148,5,148,10]]}
["CPU Modules"]
["Image","Model",null,"Local I/O","Program\n(Steps)","Data (words)\n(D / L / B)",null,"FB","Ext. backplane",null,"Built-in\nCOM","Built-in\nEthernet","TCP resource\n(common / data exchange)",null,null,"LD\nexecution time",null,"Dimension(mm)\nH x W x D",null,"Picture"]
[null,"AHCPU500-RS2",null,768,"32k","16k / 16k / 512k",null,128,0,null,2,0,"0 / 0",null,null,"0.1 us",null,"110 x 40 x 103"]
[null,"AHCPU510-RS2",null,1280,"64k","32k / 32k / 1024k",null,256,1,null,2,0,"0 / 0",null,null,"0.1 us",null,"110 x 40 x 103"]
[null,"AHCPU520-RS2",null,2304,"128k","64k / 64k / 2048k",null,512,3,null,2,0,"0 / 0",null,null,"0.1 us",null,"110 x 40 x 103"]
[null,"AHCPU530-RS2",null,4352,"256k","64k / 64k / 4096k",null,1024,7,null,2,0,"0 / 0",null,null,"0.1 us",null,"110 x 40 x 103"]
[null,"AHCPU500-EN",null,768,"32k","16k / 16k / 512k",null,128,0,null,1,1,"32 / 16",null,null,"0.1 us",null,"110 x 40 x 103"]
[null,"AHCPU510-EN",null,1280,"64k","32k / 32k / 1024k",null,256,1,null,1,1,"32 / 32",null,null,"0.1 us",null,"110 x 40 x 103"]
[null,"AHCPU520-EN",null,2304,"128k","64k / 64k / 2048k",null,512,3,null,1,1,"32 / 64",null,null,"0.1 us",null,"110 x 40 x 103"]
[null,"AHCPU530-EN",null,4352,"256k","64k / 64k / 4096k",null,1024,7,null,1,1,"32 / 128",null,null,"0.1 us",null,"110 x 40 x 103"]
[]
["Backplane"]
["Image","Model",null,"Type",null,"Slot","Support CPU & RTU",null,null,"Dimension(mm)\nH x W x D",null,"Picture"]
[null,"AHBP04M1-5A",null,"Main backplane",null,4,"Y",null,null,"110 x 298 x 272.5"]
[null,"AHBP06M1-5A",null,"Main backplane",null,6,"Y",null,null,"110 x 369 x 343.5"]
[null,"AHBP08M1-5A",null,"Main backplane",null,8,"Y",null,null,"110 x 440 x 414.5"]
[null,"AHBP12M1-5A",null,"Main backplane",null,12,"Y",null,null,"110 x 582 x 556.5"]
[null,"AHBP06E1-5A",null,"Ext. backplane",null,6,"N",null,null,"110 x 328 x 303"]
[null,"AHBP08E1-5A",null,"Ext. backplane",null,8,"N",null,null,"110 x 399 x 374"]
[]
["Power Supply Modules"]
["Image","Model",null,"Input",null,"Output",null,"Dimension(mm)\nH x W x D",null,"Picture"]
[null,"AHPS05-5A",null,"100~240VAC",null,"60W",null,"110 x 50 x 103"]
[null,"AHPS15-5A",null,"24VDC",null,"36W",null,"110 x 50 x 103"]
[]
["DIO Modules"]
["Image","Model",null,"Type","Input points",null,"Output points",null,"Input signal",null,"Output signal",null,"Terminal",null,"Interrupt","Ext. cable",null,null,"Ext. terminal",null,null,"Dimension(mm)\nH x W x D",null,"Picture"]
[null,"AH16AM10N-5A",null,"DI",16,null,0,null,"24VDC",null,"None",null,"JIS removable",null,"N","None",null,null,"None",null,null,"110 x 35 x 103"]
[null,"AH16AM30N-5A",null,"DI",16,null,0,null,"120~240VAC",null,"None",null,"JIS removable",null,"N","None",null,null,"None",null,null,"110 x 35 x 103"]
[null,"AH32AM10N-5A",null,"DI",32,null,0,null,"24VDC",null,"None",null,"EU removable",null,"N","None",null,null,"None",null,null,"110 x 35 x 103"]
[null,"AH32AM10N-5B",null,"DI",32,null,0,null,"24VDC",null,"None",null,"DB37",null,"N","UC-ET010-33B x1",null,null,"UB-10-ID32B x1",null,null,"110 x 35 x 103"]
[null,"AH32AM10N-5C",null,"DI",32,null,0,null,"24VDC",null,"None",null,"MIL",null,"N","UC-ET010-24A x1",null,null,"UB-10-ID32A x1",null,null,"110 x 35 x 103"]
[null,"AH64AM10N-5C",null,"DI",64,null,0,null,"24VDC",null,"None",null,"MIL",null,"N","UC-ET010-24A x2",null,null,"UB-10-ID32A x2",null,null,"110 x 35 x 103"]
[null,"AH16AR10N-5A",null,"DI",16,null,0,null,"24VDC",null,"None",null,"JIS removable",null,"Y","None",null,null,"None",null,null,"110 x 35 x 103"]
[null,"AH16AN01R-5A",null,"DO",0,null,16,null,"None",null,"Relay(2A)",null,"JIS removable",null,"N","None",null,null,"None",null,null,"110 x 35 x 103"]
[null,"AH16AN01T-5A",null,"DO",0,null,16,null,"None",null,"24VDC(NPN)",null,"JIS removable",null,"N","None",null,null,"None",null,null,"110 x 35 x 103"]
[null,"AH16AN01P-5A",null,"DO",0,null,16,null,"None",null,"24VDC(PNP)",null,"JIS removable",null,"N","None",null,null,"None",null,null,"110 x 35 x 103"]
[null,"AH16AN01S-5A",null,"DO",0,null,16,null,"None",null,"TRIAC",null,"JIS removable",null,"N","None",null,null,"None",null,null,"110 x 35 x 103"]
[null,"AH32AN02T-5A",null,"DO",0,null,32,null,"None",null,"24VDC(NPN)",null,"EU removable",null,"N","None",null,null,"None",null,null,"110 x 35 x 103"]
[null,"AH32AN02P-5A",null,"DO",0,null,32,null,"None",null,"24VDC(PNP)",null,"EU removable",null,"N","None",null,null,"None",null,null,"110 x 35 x 103"]
[null,"AH32AN02T-5B",null,"DO",0,null,32,null,"None",null,"24VDC(NPN)",null,"DB37",null,"N","UC-ET010-33B x1",null,null,"UB-10-OT32B x1",null,null,"110 x 35 x 103"]
[null,"AH32AN02P-5B",null,"DO",0,null,32,null,"None",null,"24VDC(PNP)",null,"DB37",null,"N","UC-ET010-33B x1",null,null,"UB-10-OT32B x1",null,null,"110 x 35 x 103"]
[null,"AH32AN02T-5B",null,"DO",0,null,32,null,"None",null,"Relay(2A)",null,"DB37",null,"N","UC-ET010-33B x1",null,null,"UB-10-OR32A x1",null,null,"110 x 35 x 103"]
[null,"AH32AN02P-5B",null,"DO",0,null,32,null,"None",null,"Relay(2A)",null,"DB37",null,"N","UC-ET010-33B x1",null,null,"UB-10-OR32B x1",null,null,"110 x 35 x 103"]
[null,"AH32AN02T-5C",null,"DO",0,null,32,null,"None",null,"24VDC(NPN)",null,"MIL",null,"N","UC-ET010-24A x1",null,null,"UB-10-OT32A x1",null,null,"110 x 35 x 103"]
[null,"AH32AN02P-5C",null,"DO",0,null,32,null,"None",null,"24VDC(PNP)",null,"MIL",null,"N","UC-ET010-24A x1",null,null,"UB-10-OT32A x1",null,null,"110 x 35 x 103"]
[null,"AH32AN02T-5C",null,"DO",0,null,32,null,"None",null,"Relay(2A)",null,"MIL",null,"N","UC-ET010-24C x1",null,null,"UB-10-OR16A x2",null,null,"110 x 35 x 103"]
[null,"AH32AN02P-5C",null,"DO",0,null,32,null,"None",null,"Relay(2A)",null,"MIL",null,"N","UC-ET010-24C x1",null,null,"UB-10-OR16B x2",null,null,"110 x 35 x 103"]
[null,"AH64AN02T-5C",null,"DO",0,null,64,null,"None",null,"24VDC(NPN)",null,"MIL",null,"N","UC-ET010-24A x2",null,null,"UB-10-OT32A x2",null,null,"110 x 35 x 103"]
[null,"AH64AN02P-5C",null,"DO",0,null,64,null,"None",null,"24VDC(PNP)",null,"MIL",null,"N","UC-ET010-24A x2",null,null,"UB-10-OT32A x2",null,null,"110 x 35 x 103"]
[null,"AH64AN02T-5C",null,"DO",0,null,64,null,"None",null,"Relay(2A)",null,"MIL",null,"N","UC-ET010-24C x2",null,null,"UB-10-OR16A x4",null,null,"110 x 35 x 103"]
[null,"AH64AN02P-5C",null,"DO",0,null,64,null,"None",null,"Relay(2A)",null,"MIL",null,"N","UC-ET010-24C x2",null,null,"UB-10-OR16B x4",null,null,"110 x 35 x 103"]
[null,"AH16AP11R-5A",null,"DIO",8,null,8,null,"24VDC",null,"Relay(2A)",null,"JIS removable",null,"N","None",null,null,"None",null,null,"110 x 35 x 103"]
[null,"AH16AP11T-5A",null,"DIO",8,null,8,null,"24VDC",null,"24VDC(NPN)",null,"JIS removable",null,"N","None",null,null,"None",null,null,"110 x 35 x 103"]
[null,"AH16AP11P-5A",null,"DIO",8,null,8,null,"24VDC",null,"24VDC(PNP)",null,"JIS removable",null,"N","None",null,null,"None",null,null,"110 x 35 x 103"]
[]
["AIO Modules"]
["Image","Model",null,"Type","Input channels",null,"Output channels",null,"Input signal",null,"Output signal",null,"Terminal",null,"Dimension(mm)\nH x W x D",null,"Picture"]
[null,"AH04AD-5A",null,"AI",4,null,0,null,"0/1V~5V, -5~5V,\n0~10V, -10~10V,\n0/4~20mA,\n-20~20mA",null,"None",null,"JIS removable",null,"110 x 35 x 103"]
[null,"AH08AD-5A",null,"AI",8,null,0,null,"0/1V~5V, -5~5V,\n0~10V, -10~10V,\n0/4~20mA,\n-20~20mA",null,"None",null,"EU removable",null,"110 x 35 x 103"]
[null,"AH08AD-5B",null,"AI",8,null,0,null,"0/1V~5V, -5~5V,\n0~10V, -10~10V",null,"None",null,"JIS removable",null,"110 x 35 x 103"]
[null,"AH08AD-5C",null,"AI",8,null,0,null,"0/4~20mA,\n-20~20mA",null,"None",null,"JIS removable",null,"110 x 35 x 103"]
[null,"AH04DA-5A",null,"AO",0,null,4,null,"None",null,"0/1V~5V, -5~5V,\n0~10V, -10~10V,\n0/4~20mA",null,"JIS removable",null,"110 x 35 x 103"]
[null,"AH08DA-5A",null,"AO",0,null,8,null,"None",null,"0/1V~5V, -5~5V,\n0~10V, -10~10V,\n0/4~20mA",null,"EU removable",null,"110 x 35 x 103"]
[null,"AH08DA-5B",null,"AO",0,null,8,null,"None",null,"0/1V~5V, -5~5V,\n0~10V, -10~10V",null,"JIS removable",null,"110 x 35 x 103"]
[null,"AH08DA-5C",null,"AO",0,null,8,null,"None",null,"0/4~20mA",null,"JIS removable",null,"110 x 35 x 103"]
[null,"AH06XA-5A",null,"AIO",4,null,2,null,"0/1V~5V, -5~5V,\n0~10V, -10~10V,\n0/4~20mA,\n-20~20mA",null,"0/1V~5V, -5~5V,\n0~10V, -10~10V,\n0/4~20mA",null,"JIS removable",null,"110 x 35 x 103"]
[]
["Temperature Modules"]
["Image","Model",null,"Type","Channels",null,"Signal",null,"Terminal",null,"Channel isolated",null,"Dimension(mm)\nH x W x D",null,"Picture"]
[null,"AH04PT-5A",null,"PT",4,null,"Pt100, Pt1000,\nNi100, Ni1000,\n0~300Ω",null,"JIS removable",null,"N",null,"110 x 35 x 103"]
[null,"AH04TC-5A",null,"TC",4,null,"Thermocouple\nJ, K, R, S, T, E, N,\n-150~150mV",null,"JIS removable",null,"N",null,"110 x 35 x 103"]
[null,"AH08TC-5A",null,"TC",8,null,"Thermocouple\nJ, K, R, S, T, E, N,\n-150~150mV",null,"JIS removable",null,"N",null,"110 x 35 x 103"]
[null,"AH08PTG-5A",null,"PT",8,null,"Pt100, Pt1000,\nNi100, Ni1000,\n0~300Ω",null,"JIS removable",null,"Y",null,"110 x 35 x 103"]
[]
["Network Modules"]
["Image","Model",null,"Type",null,"Ports","Master","Slave","Protocol",null,null,"Max. speed",null,"Max. nodes",null,"Dimension(mm)\nH x W x D",null,"Picture"]
[null,"AH10EN-5A",null,"Ethernet",null,2,"Y","Y","TCP/IP, MODBUS TCP,\nNTP, SNMP",null,null,"100Mbps",null,"None",null,"110 x 35 x 103"]
[null,"AH10SCM-5A",null,"RS-422/485",null,2,"Y","Y","MODBUS, BACnet(Slave)",null,null,"460.8kbps",null,"None",null,"110 x 35 x 103"]
[null,"AH10DNET-5A",null,"DeviceNet",null,1,"Y","Y","DeviceNet",null,null,"1Mbps",null,63,null,"110 x 35 x 103"]
[null,"AH10PFBM-5A",null,"PROFIBUS",null,1,"Y","N","PROFIBUS-DP",null,null,"12Mbps",null,124,null,"110 x 35 x 103"]
[null,"AH10PFBS-5A",null,"PROFIBUS",null,1,"N","Y","PROFIBUS-DP",null,null,"12Mbps",null,"None",null,"110 x 35 x 103"]
[null,"AH10COPM-5A",null,"CANopen",null,1,"Y","Y","CANopen",null,null,"1Mbps",null,100,null,"110 x 35 x 103"]
[]
["RTU Modules"]
["Image","Model",null,"Type",null,"Protocol",null,null,"Max. speed",null,"Ext. backplane",null,"Support DIO, AIO,\nTemp.",null,"Support SCM",null,"Dimension(mm)\nH x W x D",null,"Picture"]
[null,"AHRTU-DNET-5A",null,"DeviceNet",null,"DeviceNet",null,null,"1Mbps",null,7,null,"Y",null,"Y",null,"110 x 40 x 103"]
[null,"AHRTU-PFBS-5A",null,"PROFIBUS",null,"PROFIBUS-DP",null,null,"12Mbps",null,7,null,"Y",null,"N",null,"110 x 40 x 103"]
[]
["Motion Modules"]
["Image","Model",null,"Type",null,"Channels/Axes",null,"Terminal",null,"Input signal",null,"Output signal",null,"Ext. cable",null,null,"Ext. terminal",null,null,"Dimension(mm)\nH x W x D",null,"Picture"]
[null,"AH02HC-5A",null,"High speed counter",null,2,null,"EU removable",null,"200kHz",null,"None",null,"None",null,null,"None",null,null,"110 x 35 x 103"]
[null,"AH04HC-5A",null,"High speed counter",null,4,null,"HDC",null,"200kHz",null,"None",null,"UC-ET010-13B x1",null,null,"UB-10-IO16C x1",null,null,"110 x 35 x 103"]
[null,"AH05PM-5A",null,"Pulse-train axis",null,2,null,"EU removable",null,"200kHz",null,"1MHz",null,"None",null,null,"None",null,null,"110 x 35 x 103"]
[null,"AH10PM-5A",null,"Pulse-train axis",null,6,null,"HDC",null,"200kHz",null,"1MHz x4, 200kHz x2",null,"UC-ET010-15B x1",null,null,"UB-10-IO24C x1",null,null,"110 x 35 x 103"]
[null,"AH15PM-5A",null,"Pulse-train axis",null,4,null,"HDC",null,"200kHz",null,"1MHz",null,"UC-ET010-15B x1",null,null,"UB-10-IO34C x1",null,null,"110 x 35 x 103"]
[null,"AH20MC-5A",null,"DMCNET axis",null,12,null,"HDC",null,"200kHz",null,"1ms",null,"UC-ET010-13B x1",null,null,"UB-10-IO16C x1",null,null,"110 x 35 x 103"]
[]
["Accessories - Cable"]
["Image","Model",null,"Type",null,null,null,"Length(m)",null,"Connector"]
[null,"AHACAB06-5A",null,"Ext. backplane cable",null,null,null,0.6,null,"HDC"]
[null,"AHACAB10-5A",null,"Ext. backplane cable",null,null,null,1,null,"HDC"]
[null,"AHACAB15-5A",null,"Ext. backplane cable",null,null,null,1.5,null,"HDC"]
[null,"AHACAB30-5A",null,"Ext. backplane cable",null,null,null,3,null,"HDC"]
[null,"AHACAB50-5A",null,"Ext. backplane cable",null,null,null,5,null,"HDC"]
[null,"AHACABA0-5A",null,"Ext. backplane cable",null,null,null,10,null,"HDC"]
[null,"AHACABA5-5A",null,"Ext. backplane cable",null,null,null,15,null,"HDC"]
[null,"AHACABB0-5A",null,"Ext. backplane cable",null,null,null,20,null,"HDC"]
[null,"AHACABC0-5A",null,"Ext. backplane cable",null,null,null,30,null,"HDC"]
[null,"AHACABD0-5A",null,"Ext. backplane cable",null,null,null,40,null,"HDC"]
[null,"AHACABE0-5A",null,"Ext. backplane cable",null,null,null,50,null,"HDC"]
[null,"AHACABF0-5A",null,"Ext. backplane cable",null,null,null,60,null,"HDC"]
[null,"AHACABG0-5A",null,"Ext. backplane cable",null,null,null,70,null,"HDC"]
[null,"AHACABH0-5A",null,"Ext. backplane cable",null,null,null,80,null,"HDC"]
[null,"AHACABJ0-5A",null,"Ext. backplane cable",null,null,null,90,null,"HDC"]
[null,"AHACABK0-5A",null,"Ext. backplane cable",null,null,null,100,null,"HDC"]
[null,"UC-ET010-24A",null,"I/O external terminal cable",null,null,null,1,null,"MIL"]
[null,"UC-ET010-24C",null,"I/O external terminal cable",null,null,null,1,null,"MIL"]
[null,"UC-ET010-33B",null,"I/O external terminal cable",null,null,null,1,null,"DB37"]
[null,"UC-ET010-13B",null,"I/O external terminal cable",null,null,null,1,null,"HDC"]
[null,"UC-ET010-15B",null,"I/O external terminal cable",null,null,null,1,null,"HDC"]
[null,"UC-DN01Z-01A",null,"CANopen/DeviceNet cable (trunk)",null,null,null,"Customer",null,"None"]
[null,"UC-DN01Z-02A",null,"CANopen/DeviceNet cable (drop)",null,null,null,"Customer",null,"None"]
[null,"UC-CMC003-01A",null,"CANopen/DeviceNet/DMCNET cable",null,null,null,0.3,null,"RJ45"]
[null,"UC-CMC005-01A",null,"CANopen/DeviceNet/DMCNET cable",null,null,null,0.5,null,"RJ45"]
[null,"UC-CMC010-01A",null,"CANopen/DeviceNet/DMCNET cable",null,null,null,1,null,"RJ45"]
[null,"UC-CMC020-01A",null,"CANopen/DeviceNet/DMCNET cable",null,null,null,2,null,"RJ45"]
[null,"UC-CMC030-01A",null,"CANopen/DeviceNet/DMCNET cable",null,null,null,3,null,"RJ45"]
[null,"UC-CMC100-01A",null,"CANopen/DeviceNet/DMCNET cable",null,null,null,10,null,"RJ45"]
[null,"UC-PF01Z-01A",null,"PROFIBUS cable",null,null,null,"Customer",null,"None"]
[]
["Accessories - External Terminal"]
["Image","Model",null,"Connector - module",null,"Connector - wire",null,"Built-in relay",null,"Dimension(mm)\nH x W x D"]
[null,"UB-10-ID32A",null,"MIL",null,"EU terminal",null,"N",null,"87 x 113"]
[null,"UB-10-ID32B",null,"DB37",null,"EU terminal",null,"N",null,"87 x 113"]
[null,"UB-10-OR16A",null,"MIL",null,"EU terminal",null,"Y",null,"87 x 113"]
[null,"UB-10-OR16B",null,"MIL",null,"EU terminal",null,"Y",null,"87 x 113"]
[null,"UB-10-OR32A",null,"DB37",null,"EU terminal",null,"Y",null,"87 x 125"]
[null,"UB-10-OR32B",null,"DB37",null,"EU terminal",null,"Y",null,"87 x 125"]
[null,"UB-10-OT32A",null,"MIL",null,"EU terminal",null,"N",null,"87 x 113"]
[null,"UB-10-OT32B",null,"DB37",null,"EU terminal",null,"N",null,"87 x 113"]
[null,"UB-10-IO16C",null,"HDC",null,"EU terminal",null,"N",null,"87 x 125"]
[null,"UB-10-IO24C",null,"HDC",null,"EU terminal",null,"N",null,"87 x 157"]
[null,"UB-10-IO34C",null,"HDC",null,"EU terminal",null,"N",null,"87 x 157"]
[]
["Accessories - Others"]
["Image","Model",null,"Type",null,"Description",null,null,null,null,null,"Dimension(mm)\nH x W x D"]
[null,"ASD-TR-DM0008",null,"Terminal resistor",null,"For DMCNET, RJ45",null,null,null,null,null,"None"]
[null,"TAP-TR01",null,"Terminal resistor",null,"For CANopen/DeviceNet, RJ45",null,null,null,null,null,"None"]
[null,"TAP-CP01",null,"Distribution box",null,"Power distribution box for CANopen/DeviceNet",null,null,null,null,null,"None"]
[null,"TAP-CN01",null,"Distribution box",null,"1 for 2 distribution box for CANopen/DeviceNet",null,null,null,null,null,"87 x 66.5"]
[null,"TAP-CN02",null,"Distribution box",null,"1 for 4 distribution box for CANopen/DeviceNet",null,null,null,null,null,"87 x 96.5"]
[null,"TAP-CN03",null,"Distribution box",null,"1 for 4 distribution box for CANopen/DeviceNet, RJ45",null,null,null,null,null,"87 x 66.5"]
[null,"AHASP01-5A",null,"Relay(2A)",null,"AH500 dummy module",null,null,null,null,null,"None"]
[null,"AHADINADP1-5A",null,"DIN socket",null,"Used on DIN rail for AH500 backplane",null,null,null,null,null,"None"]
[null,"AHAADP01EF-5A",null,"Fiber optic adapter",null,"Change the backplane ext. port to optical (lower)",null,null,null,null,null,"86.5 x 48 x 20.2"]
[null,"AHAADP02EF-5A",null,"Fiber optic adapter",null,"Change the backplane ext. port to optical (upper)",null,null,null,null,null,"86.5 x 48 x 20.2"]
[null,"FMC-SD001G",null,"SD card",null,"SD card, 1GB",null,null,null,null,null,"None"]

{"sheet":"Data","index":5,"n_rows":281,"n_cols":65,"rows_kept":281,"cut":false,"hidden":true,"merged":[]}
["Lan","Power","Main Rack","Ext. Rack","CPU","CPU ETH","DIO Point","DIO (32pts) Terminal","DIO Mix","AIO Mix","TT Channel","HC Channel","PM Axis","Space","RIO Protocol","RIO Ext","AIO Channel"]
[0,"AC","4-slot","6-slot","AH500","Y","16-point","No Ext. Terminal","Y","Y","4-channel","2-channel","2-axis","Y","DeviceNet","Y","4-channel"]
[1,"DC","6-slot","8-slot","AH510","N","32-point","Ext. Terminal (DB37)","N","N","8-channel","4-channel","4-axis","N","PROFIBUS","N","8-channel"]
["ENG",null,"8-slot",null,"AH520",null,"64-point","Ext. Terminal (MIL)"]
["繁中",null,"12-slot",null,"AH530"]
["简中"]
[]
[]
[]
[]
[]
[]
[]
[]
[]
[]
[]
[]
[]
[]
[]
[]
[]
[]
[]
[]
[]
[]
[]
["Station No.",1,2,3,4,5,6,7,8,9,10,11,12,13,14,15,16,17,18,19,20,21,22,23,24,25,26,27,28,29,30,31,32,33,34,35,36,37,38,39,40,41,42,43,44,45,46,47,48,49,50,51,52,53,54,55,56,57,58,59,60,61,62,63,64]
["PS05"]
["PS15"]
["M-Rack-4"]
["M-Rack-6"]
["M-Rack-8"]
["M-Rack-12"]
["E-Rack-6"]
["E-Rack-8"]
["RTU-DNET"]
["RTU-PFBS"]
["16DI",0,0,0,0,1,0,0,0,1,0,1,1,0,0,0,0,0,0,0,0,0,0,0,0,0,0,0,0,0,0,0,0,0,0,0,0,0,0,0,0,0,0,0,0,0,0,0,0,0,0,0,0,0,0,0,0,1,0,0,0,0,0,0,0]
["16DI(AC)",0,1,1,0,0,0,0,0,0,0,0,0,0,0,0,0,0,0,0,0,0,0,0,0,0,0,0,0,0,0,0,0,0,0,0,0,0,0,0,0,0,0,0,0,0,0,0,0,0,0,0,0,0,0,0,0,0,0,0,0,0,0,0,0]
["16DI(INT)",0]
["32DI",0,0,0,0,0,0,0,0,0,0,0,0,0,0,0,0,0,0,0,0,0,0,0,0,0,0,0,0,0,0,0,0,0,0,0,0,0,0,0,0,0,0,0,0,0,0,0,0,0,0,0,0,0,0,0,0,0,0,0,0,0,0,0,0]
["64DI",0,9,9,0,0,0,0,0,0,0,0,0,0,0,0,0,0,0,0,0,0,0,0,0,0,0,0,0,0,0,0,0,0,0,0,0,0,0,0,0,0,0,0,0,0,0,0,0,0,0,0,0,0,0,0,0,0,0,0,0,0,0,0,0]
["16DO(T)",0,0,0,0,0,0,0,0,0,0,0,0,0,0,0,0,0,0,0,0,0,0,0,0,0,0,0,0,0,0,0,0,0,0,0,0,0,0,0,0,0,0,0,0,0,0,0,0,0,0,0,0,0,0,0,0,0,0,0,0,0,0,0,0]
["16DO(P)",0,0,0,0,0,0,0,0,0,0,0,0,0,0,0,0,0,0,0,0,0,0,0,0,0,0,0,0,0,0,0,0,0,0,0,0,0,0,0,0,0,0,0,0,0,0,0,0,0,0,0,0,0,0,0,0,0,0,0,0,0,0,0,0]
["16DO(R)",0,0,0,0,0,0,0,0,0,0,0,0,0,0,0,0,0,0,0,0,0,0,0,0,0,0,0,0,0,0,0,0,0,0,0,0,0,0,0,0,0,0,0,0,0,0,0,0,0,0,0,0,0,0,0,0,0,0,0,0,0,0,0,0]
["16DO(AC)",0,1,1,0,0,0,0,0,0,0,0,0,0,0,0,0,0,0,0,0,0,0,0,0,0,0,0,0,0,0,0,0,0,0,0,0,0,0,0,0,0,0,0,0,0,0,0,0,0,0,0,0,0,0,0,0,0,0,0,0,0,0,0,0]
["32DO(T)",0,0,0,0,0,0,0,0,0,0,0,0,0,0,0,0,0,0,0,0,0,0,0,0,0,0,0,0,0,0,0,0,0,0,0,0,0,0,0,0,0,0,0,0,0,0,0,0,0,0,0,0,0,0,0,0,0,0,0,0,0,0,0,0]
["32DO(P)",0,0,0,0,0,0,0,0,0,0,0,0,0,0,0,0,0,0,0,0,0,0,0,0,0,0,0,0,0,0,0,0,0,0,0,0,0,0,0,0,0,0,0,0,0,0,0,0,0,0,0,0,0,0,0,0,0,0,0,0,0,0,0,0]
["64DO(T)",0,0,0,0,0,0,0,0,0,0,0,0,0,0,0,0,0,0,0,0,0,0,0,0,0,0,0,0,0,0,0,0,0,0,0,0,0,0,0,0,0,0,0,0,0,0,0,0,0,0,0,0,0,0,0,0,0,0,0,0,0,0,0,0]
["64DO(P)",0,0,0,0,0,0,0,0,0,0,0,0,0,0,0,0,0,0,0,0,0,0,0,0,0,0,0,0,0,0,0,0,0,0,0,0,0,0,0,0,0,0,0,0,0,0,0,0,0,0,0,0,0,0,0,0,0,0,0,0,0,0,0,0]
["16DIO(T)",0,1,1,0,0,0,0,0,0,0,0,0,0,0,0,0,0,0,0,0,0,0,0,0,0,0,0,0,0,0,0,0,0,0,0,0,0,0,0,0,0,0,0,0,0,0,0,0,0,0,0,0,0,0,0,0,0,0,0,0,0,0,0,0]
["16DIO(P)",0,1,1,0,0,0,0,0,0,0,0,0,0,0,0,0,0,0,0,0,0,0,0,0,0,0,0,0,0,0,0,0,0,0,0,0,0,0,0,0,0,0,0,0,0,0,0,0,0,0,0,0,0,0,0,0,0,0,0,0,0,0,0,0]
["16DIO(R)",0,1,1,0,0,0,0,0,0,0,0,0,0,0,0,0,0,0,0,0,0,0,0,0,0,0,0,0,0,0,0,0,0,0,0,0,0,0,0,0,0,0,0,0,0,0,0,0,0,0,0,0,0,0,0,0,0,0,0,0,0,0,0,0]
["04AD",0,1,1,0,0,0,0,0,0,0,0,0,0,0,0,0,0,0,0,0,0,0,0,0,0,0,0,0,0,0,0,0,0,0,0,0,0,0,0,0,0,0,0,0,0,0,0,0,0,0,0,0,0,0,0,0,0,0,0,0,0,0,0,0]
["08AD(V)",0,0,0,0,0,0,0,0,0,0,0,0,0,0,0,0,0,0,0,0,0,0,0,0,0,0,0,0,0,0,0,0,0,0,0,0,0,0,0,0,0,0,0,0,0,0,0,0,0,0,0,0,0,0,0,0,0,0,0,0,0,0,0,0]
["08AD(A)",0,0,0,0,0,0,0,0,0,0,0,0,0,0,0,0,0,0,0,0,0,0,0,0,0,0,0,0,0,0,0,0,0,0,0,0,0,0,0,0,0,0,0,0,0,0,0,0,0,0,0,0,0,0,0,0,0,0,0,0,0,0,0,0]
["04DA",0,1,1,0,0,0,0,0,0,0,0,0,0,0,0,0,0,0,0,0,0,0,0,0,0,0,0,0,0,0,0,0,0,0,0,0,0,0,0,0,0,0,0,0,0,0,0,0,0,0,0,0,0,0,0,0,0,0,0,0,0,0,0,0]
["08DA(V)",0,0,0,0,0,0,0,0,0,0,0,0,0,0,0,0,0,0,0,0,0,0,0,0,0,0,0,0,0,0,0,0,0,0,0,0,0,0,0,0,0,0,0,0,0,0,0,0,0,0,0,0,0,0,0,0,0,0,0,0,0,0,0,0]
["08DA(A)",0,0,0,0,0,0,0,0,0,0,0,0,0,0,0,0,0,0,0,0,0,0,0,0,0,0,0,0,0,0,0,0,0,0,0,0,0,0,0,0,0,0,0,0,0,0,0,0,0,0,0,0,0,0,0,0,0,0,0,0,0,0,0,0]
["06AD/DA",0,0,0,0,0,0,0,0,0,0,0,0,0,0,0,0,0,0,0,0,0,0,0,0,0,0,0,0,0,0,0,0,0,0,0,0,0,0,0,0,0,0,0,0,0,0,0,0,0,0,0,0,0,0,0,0,0,0,0,0,0,0,0,0]
["04PT",0,1,1,0,0,0,0,0,0,0,0,0,0,0,0,0,0,0,0,0,0,0,0,0,0,0,0,0,0,0,0,0,0,0,0,0,0,0,0,0,0,0,0,0,0,0,0,0,0,0,0,0,0,0,0,0,0,0,0,0,0,0,0,0]
["08PTG",0,0,0,0,0,0,0,0,0,0,0,0,0,0,0,0,0,0,0,0,0,0,0,0,0,0,0,0,0,0,0,0,0,0,0,0,0,0,0,0,0,0,0,0,0,0,0,0,0,0,0,0,0,0,0,0,0,0,0,0,0,0,0,0]
["04TC",0,1,1,0,0,0,0,0,0,0,0,0,0,0,0,0,0,0,0,0,0,0,0,0,0,0,0,0,0,0,0,0,0,0,0,0,0,0,0,0,0,0,0,0,0,0,0,0,0,0,0,0,0,0,0,0,0,0,0,0,0,0,0,0]
["08TC",0,0,0,0,0,0,0,0,0,0,0,0,0,0,0,0,0,0,0,0,0,0,0,0,0,0,0,0,0,0,0,0,0,0,0,0,0,0,0,0,0,0,0,0,0,0,0,0,0,0,0,0,0,0,0,0,0,0,0,0,0,0,0,0]
["02HC",0]
["04HC",0]
["05PM",0]
["10PM",0]
["20MC",0]
["10SCM",0,1,1,0,0,0,0,0,0,0,0,0,0,0,0,0,0,0,0,0,0,0,0,0,0,0,0,0,0,0,0,0,0,0,0,0,0,0,0,0,0,0,0,0,0,0,0,0,0,0,0,0,0,0,0,0,0,0,0,0,0,0,0,0]
["10EN",0]
["10DNET",0]
["10PFBS",0]
["10PFBM",0]
["10COPM",0]
["15PM",0]
["08AD",0,0,0,0,0,0,0,0,0,0,0,0,0,0,0,0,0,0,0,0,0,0,0,0,0,0,0,0,0,0,0,0,0,0,0,0,0,0,0,0,0,0,0,0,0,0,0,0,0,0,0,0,0,0,0,0,0,0,0,0,0,0,0,0]
["08DA",0,0,0,0,0,0,0,0,0,0,0,0,0,0,0,0,0,0,0,0,0,0,0,0,0,0,0,0,0,0,0,0,0,0,0,0,0,0,0,0,0,0,0,0,0,0,0,0,0,0,0,0,0,0,0,0,0,0,0,0,0,0,0,0]
[]
[]
[]
[]
[]
[]
[]
[]
[]
[]
[]
[]
[]
[]
[]
[]
[]
[]
[]
[]
[]
[]
[]
[]
[]
[]
[]
[]
[]
[]
[]
[]
[]
[]
[]
[]
[]
[]
[]
[]
[]
[]
[]
[]
[]
[]
[]
[]
[]
[]
[]
[]
[]
[]
[]
[]
[]
[]
[]
[]
[]
[]
[]
[]
[]
[]
[]
[]
[]
[]
[]
[]
[]
[]
[]
[]
[]
[]
[]
[]
[]
[]
[]
[]
[]
[]
[]
[]
[]
[]
[]
[]
[]
[]
[]
[]
[]
[]
[]
[]
[]
[]
[]
[]
[]
[]
[]
[]
[]
[]
[]
[]
[]
[]
[]
[]
[]
[]
[]
[]
[]
[]
[]
[]
[]
[]
[]
[]
[]
[]
[]
[]
[]
[]
[]
[]
[]
[]
[]
[]
[]
[]
[]
[]
[]
[]
[]
[]
["SN","Comment",null,null,null,null,null,null,null,null,"SN","Comment"]
["AHPS05-5A","Power supply (100~240 VAC) ",null,null,null,null,null,null,null,null,"AHASP01-5A","Dummy module"]
["AHPS15-5A","Power supply (24 VDC) ",null,null,null,null,null,null,null,null,"AHACAB??-5A","Extension cable for extension backplane (??: 0.6m~100m)"]
["AHBP04M1-5A","Main backplane (4-slot)",null,null,null,null,null,null,null,null,"UC-ET010-24A","I/O extension cable for external terminal (1m, MIL connector)"]
["AHBP06M1-5A","Main backplane (6-slot)",null,null,null,null,null,null,null,null,"UC-ET010-24C","I/O extension cable for external terminal (1m, MIL connector)"]
["AHBP08M1-5A","Main backplane (8-slot)",null,null,null,null,null,null,null,null,"UC-ET010-33B","I/O extension cable for external terminal (1m, DB37 connector)"]
["AHBP12M1-5A","Main backplane (12-slot)",null,null,null,null,null,null,null,null,"UC-ET010-13B","I/O extension cable for external terminal (1m, HDC connector, motion)"]
["AHBP06E1-5A","Extension backplane (6-slot)",null,null,null,null,null,null,null,null,"UC-ET010-15B","I/O extension cable for external terminal (1m, HDC connector, motion)"]
["AHBP08E1-5A","Extension backplane (8-slot)",null,null,null,null,null,null,null,null,"UC-DN01Z-0?A","CANopen/DeviceNet cable (??: Thick or Thin)"]
["AHRTU-DNET-5A","DeviceNet RTU",null,null,null,null,null,null,null,null,"UC-CMC???-01A","DMCNET cable (??: 0.3m~10m)"]
["AHRTU-PFBS-5A","Profibus RTU",null,null,null,null,null,null,null,null,"UC-PF01Z-01A","Profibus cable"]
["AH16AM10N-5A","16-point DI (NPN/PNP) ",null,null,null,null,null,null,null,null,"UB-10-ID32A","External terminal of I/O module (MIL connector)"]
["AH16AM30N-5A","16-point DI (120~240 VAC) ",null,null,null,null,null,null,null,null,"UB-10-ID32B","External terminal of I/O module (DB37 connector)"]
["AH16AR10N-5A","16-point Interrupt DI (NPN/PNP) ",null,null,null,null,null,null,null,null,"UB-10-OR16A","External terminal of I/O module (MIL connector, 2A relay)"]
["AH32AM10N-5A","32-point DI (NPN/PNP)","AH32AM10N-5B","32-point DI (NPN/PNP) - DB37 connector","AH32AM10N-5C","32-point DI (NPN/PNP) - MIL connector",null,null,null,null,"UB-10-OR16B","External terminal of I/O module (MIL connector, 2A relay)"]
["AH64AM10N-5C","64-point DI (NPN/PNP) - MIL connector",null,null,null,null,null,null,null,null,"UB-10-OR32A","External terminal of I/O module (DB37 connector, 2A relay)"]
["AH16AN01T-5A","16-point DO (NPN) ",null,null,null,null,null,null,null,null,"UB-10-OR32B","External terminal of I/O module (DB37 connector, 2A relay)"]
["AH16AN01P-5A","16-point DO (PNP) ",null,null,null,null,null,null,null,null,"UB-10-OT32A","External terminal of I/O module (MIL connector)"]
["AH16AN01R-5A","16-point DO (2A Relay) ",null,null,null,null,null,null,null,null,"UB-10-OT32B","External terminal of I/O module (DB37 connector)"]
["AH16AN01S-5A","16-point DO (TRIAC) ",null,null,null,null,null,null,null,null,"UB-10-IO16C","External terminal of I/O module (HDC connector, motion)"]
["AH32AN02T-5A","32-point DO (NPN)","AH32AN02T-5B","32-point DO (NPN) - DB37 connector","AH32AN02T-5C","32-point DO (NPN) - MIL connector",null,null,null,null,"UB-10-IO24C","External terminal of I/O module (HDC connector, motion)"]
["AH32AN02P-5A","32-point DO (PNP)","AH32AN02P-5B","32-point DO (PNP) - DB37 connector","AH32AN02P-5C","32-point DO (PNP) - MIL connector",null,null,null,null,"UB-10-IO34C","External terminal of I/O module (HDC connector, motion)"]
["AH64AN02T-5C","64-point DO (NPN) - MIL connector",null,null,null,null,null,null,null,null,"ASD-TR-DM0008","DMCNET terminal resistor"]
["AH64AN02P-5C","64-point DO (PNP) - MIL connector"]
["AH16AP11T-5A","16-point DIO (8xNPN/PNP IN + 8xNPN OUT)"]
["AH16AP11P-5A","16-point DIO (8xNPN/PNP IN + 8xPNP OUT)"]
["AH16AP11R-5A","16-point DIO (8xNPN/PNP IN + 8xRelay OUT)"]
["AH04AD-5A","4-channel AI (Voltage/Current)"]
["AH08AD-5B","8-channel AI (Voltage)"]
["AH08AD-5C","8-channel AI (Current)"]
["AH04DA-5A","4-channel AO (Voltage/Current)"]
["AH08DA-5B","8-channel AO (Voltage)"]
["AH08DA-5C","8-channel AO (Current)"]
["AH06XA-5A","6-channel AIO (4xIN + 2xOUT, Voltage/Current)"]
["AH04PT-5A","4-channel temperature (PT)"]
["AH08PTG-5A","8-channel temperature with full channel isolation (PT)"]
["AH04TC-5A","4-channel temperature (Thermocouple)"]
["AH08TC-5A","8-channel temperature (Thermocouple)"]
["AH02HC-5A","2-channel high speed counter (200kHz)"]
["AH04HC-5A","4-channel high speed counter (200kHz)"]
["AH05PM-5A","2-axis pulse train motion controller (1MHz differential)"]
["AH10PM-5A","6-axis pulse train motion controller (4x1MHz differential + 2x200kHz open collector)"]
["AH20MC-5A","12-axis DMCNET motion controller (1ms)"]
["AH10SCM-5A","Serial communication module (2xRS-422/485, 460.8kbps)"]
["AH10EN-5A","Ethernet module (2 ports switch)"]
["AH10DNET-5A","DeviceNet module"]
["AH10PFBS-5A","Profibus slave module"]
["AH10PFBM-5A","Profibus master module"]
["AH10COPM-5A","CANopen module"]
["AH15PM-5A","4-axis pulse train motion controller (1MHz differential)"]
["AH08AD-5A","8-channel AI (Voltage/Current)"]
["AH08DA-5A","8-channel AO (Voltage/Current)"]

{"sheet":"Lang Mapping","index":6,"n_rows":302,"n_cols":3,"rows_kept":302,"cut":false,"hidden":true,"merged":[]}
["ENG","繁中","简中"]
["Delta AH500 PLC Selection Tool V1.02","台達 AH500 PLC 選型工具 V1.02","台达 AH500 PLC 选型工具 V1.02"]
["Disclaimer: This selection tool is not reponsible to the correctness of the selection result. User should double check the selection result before buying.","免責聲明: 本工具提供的結果僅提供參考，針對內容的正確性並不負責與保證，使用者在訂購之前仍需進行確認。","免责声明: 本工具提供的结果仅提供参考，针对内容的正确性并不负责与保证，使用者在订购之前仍需进行确认。"]
["Product Information","產品資訊","产品信息"]
["CPU","主機","主机"]
["What kind of CPU do you like?","您喜好哪類型的主機?","您喜好哪类型的主机?"]
["Do you need the built-in Ethernet port?","您是否需要內建乙太網路?","您是否需要内建以太网?"]
["Power Module","電源模組","电源模块"]
["What kind of power will you use?","您喜好哪類型的電源?","您喜好哪类型的电源?"]
["Backplane","背板","底板"]
["How many slots on a backplane will you accept?\n(for main backplane)","您接受多少槽位數的背板?\n(針對主背板)","您接受多少槽位数的底板?\n(针对主底板)"]
["How many slots on a backplane will you accept?\n(for extension backplane)","您接受多少槽位數的背板?\n(針對延伸背板)","您接受多少槽位数的底板?\n(针对扩展底板)"]
["to","到","到"]
["DI/DO Module","DI/DO模組","DI/DO模块"]
["How many points in a module will you accept?","您接受多少點的模組?","您接受多少点的模块?"]
["What kind of terminal of 32pts modules will you prefer to use?","針對32點的模組，您喜好哪類型的端子介面?","针对32点的模块，您喜好哪类型的端子接口?"]
["Could you accept the mix-type module when the 16-point module is acceptable?","當採用16點模組時，您是否接受混合類型的模組?","当采用16点模块时，您是否接受混合类型的模块?"]
["AI/AO Module","AI/AO模組","AI/AO模块"]
["How many channels in a module will you accept?\n(for dual mode)","您接受多少通道的模組?\n(針對雙模式)","您接受多少通道的模块?\n(针对双模式)"]
["Could you accept the mix-type module?","您是否接受混合類型的模組?","您是否接受混合类型的模块?"]
["Temperature Module","溫度模組","温度模块"]
["How many channels in a module will you accept?\n(for PT)","您接受多少通道的模組?\n(針對PT)","您接受多少通道的模块?\n(针对PT)"]
["How many channels in a module will you accept?\n(for TC)","您接受多少通道的模組?\n(針對TC)","您接受多少通道的模块?\n(针对TC)"]
["Motion Module","運動控制模組","运动控制模块"]
["How many channels in a module will you accept?\n(for HC - high speed counter)","您接受多少通道的模組?\n(針對高速計數器)","您接受多少通道的模块?\n(针对高速计数器)"]
["How many axes in a module will you accept?\n(for PM - 1MHz differential pulse train)","您接受多少軸的模組?\n(針對1MHz差動脈衝輸出)","您接受多少轴的模块?\n(针对1MHz差动脉冲输出)"]
["How many input <words> will be used for a SCM module installed in RTU?","當SCM模組安裝在RTU架構時，該模組會有多少輸入資料<words>?","当SCM模块安装在RTU架构时，该模块会有多少输入数据<words>?"]
["How many output <words> will be used for a SCM module installed in RTU?","當SCM模組安裝在RTU架構時，該模組會有多少輸出資料<words>?","当SCM模块安装在RTU架构时，该模块会有多少输出数据<words>?"]
["Dummy Module","防護模組","防护模块"]
["Would you like to use the dummy module?","是否使用防護模組?","是否使用防护模块?"]
["RIO Configure Parameter","RIO設定參數","RIO设定参数"]
["What kind of protocol would you like to use?","您喜好哪種通訊協定?","您喜好哪种通讯协议?"]
["Supports rack extension in RIO station?","RIO站是否支援延伸背板?","RIO站是否支持扩展底板?"]
["Project Information","專案資訊","项目信息"]
["How many cabinets will be handled by a CPU?","1個主機將控制多少控制箱?","1个主机将控制多少控制柜?"]
["Control Cabinet No.=","控制箱編號=","控制柜编号="]
["Previous Cabinet=\n(0=Previous Cabinet or 1=Cabinet 1)","前一個控制箱=\n(0=前一個 或 1=第一個控制箱)","前一个控制柜=\n(0=前一个 或 1=第一个控制柜)"]
["Distance from Previous Cabinet (m)=","與前一個控制箱的距離 (m)=","与前一个控制柜的距离 (m)="]
["DI Points=","DI點數=","DI点数="]
["DI Points (AC input)=","DI點數(AC輸入)=","DI点数(AC输入)="]
["DO Points (NPN)=","DO點數(NPN)=","DO点数(NPN)="]
["DO Points (PNP)=","DO點數(PNP)=","DO点数(PNP)="]
["DO Points (Relay)=","DO點數(繼電器)=","DO点数(继电器)="]
["DO Points (AC output)=","DO點數(AC輸出)=","DO点数(AC输出)="]
["AI Channels (Voltage)=","AI通道數(電壓)=","AI信道数(电压)="]
["AI Channels (Current)=","AI通道數(電流)=","AI通道数(电流)="]
["AI Channels (Dual Mode)=","AI通道數(雙模式)=","AI信道数(双模式)="]
["AO Channels (Voltage)=","AO通道數(電壓)=","AO信道数(电压)="]
["AO Channels (Current)=","AO通道數(電流)=","AO通道数(电流)="]
["AO Channels (Dual Mode)=","AO通道數(雙模式)=","AO信道数(双模式)="]
["Temperature Channels - PT=","溫度通道數 - PT=","温度信道数 - PT="]
["Temperature Channels - TC=","溫度通道數 - TC=","温度信道数 - TC="]
["Serial Communication Ports=","串列通訊口數量=","串行通讯口数量="]
["DI Points (Interrupt)=","DI點數(中斷型)=","DI点数(中断型)="]
["High Speed Counters=","高速計數器通道數=","高速计数器通道数="]
["Pulse Axes (1M Hz differential)=","脈衝軸數 (1MHz 差動)=","脉冲轴数 (1MHz 差动)="]
["Pulse Axes (200K Hz open collector)=","脈衝軸數 (200KHz 開集極)=","脉冲轴数 (200KHz 开集极)="]
["DMCNET Axes=","DMCNET軸數=","DMCNET轴数="]
["Ethernet Ports=","乙太網通訊口數=","以太网通讯口数="]
["DeviceNet Ports (not for RIO)=","DeviceNet通訊口數(非RIO使用)=","DeviceNet通讯口数(非RIO使用)="]
["PROFIBUS Slave Ports=","PROFIBUS從站通訊口數=","PROFIBUS从站通讯口数="]
["PROFIBUS Master Ports (not for RIO)=","PROFIBUS主站通訊口數(非RIO使用)=","PROFIBUS主站通讯口数(非RIO使用)="]
["CANopen Ports=","CANopen通訊口數=","CANopen通讯口数="]
["Execute","執行","执行"]
["AC","交流","交流"]
["DC","直流","直流"]
["4-slot","4槽","4槽"]
["6-slot","6槽","6槽"]
["8-slot","8槽","8槽"]
["12-slot","12槽","12槽"]
["Y","是","是"]
["N","否","否"]
["2-channel","2通道","2通道"]
["4-channel","4通道","4通道"]
["8-channel","8通道","8通道"]
["2-axis","2軸","2轴"]
["4-axis","4軸","4轴"]
["PLC Structure (for example)","PLC架構 (舉例)","PLC架构 (举例)"]
["Previous Cabinet","前控制箱","前控制柜"]
["Cabinet\nNo.","控制箱\n編號","控制柜\n编号"]
["Rack\nNo.","背板\n編號","底板\n编号"]
["Power","電源","电源"]
["CPU/RTU","主機/RTU","主机/RTU"]
["Slot 0","第1槽","第1槽"]
["Slot 1","第2槽","第2槽"]
["Slot 2","第3槽","第3槽"]
["Slot 3","第4槽","第4槽"]
["Slot 4","第5槽","第5槽"]
["Slot 5","第6槽","第6槽"]
["Slot 6","第7槽","第7槽"]
["Slot 7","第8槽","第8槽"]
["Slot 8","第9槽","第9槽"]
["Slot 9","第10槽","第10槽"]
["Slot 10","第11槽","第11槽"]
["Slot 11","第12槽","第12槽"]
["PO List","訂購清單","订购清单"]
["Model","型號","型号"]
["Quantity (pc)","數量(個)","数量(个)"]
["Comment","說明","说明"]
["CPU Modules","主機模組","主机模块"]
["Local I/O","本地I/O","本地I/O"]
["Program\n(Steps)","程式\n(Steps)","程序\n(Steps)"]
["Data (words)\n(D / L / B)","資料 (words)\n(D / L / B)","资料 (words)\n(D / L / B)"]
["FB","功能塊","功能块"]
["Ext. backplane","延伸背板","扩展底板"]
["Built-in\nCOM","內建\nCOM","内建\nCOM"]
["Built-in\nEthernet","內建\n乙太網","内建\n以太网"]
["TCP resource\n(common / data exchange)","TCP連接資源\n(一般 / 資料交換)","TCP连接资源\n(一般 / 数据交换)"]
["LD\nexecution time","LD\n執行時間","LD\n运行时间"]
["Backplane","背板","底板"]
["Type","類型","类型"]
["Slot","槽數","槽数"]
["Support CPU & RTU","支援主機與RTU","支持主机与RTU"]
["Main backplane","主背板","主底板"]
["Ext. backplane","延伸背板","扩展底板"]
["Power Supply Modules","電源模組","电源模块"]
["Input","輸入","输入"]
["Output","輸出","输出"]
["DIO Modules","DIO模組","DIO模块"]
["Input points","輸入點數","输入点数"]
["Output points","輸出點數","输出点数"]
["Input signal","輸入訊號","输入讯号"]
["Output signal","輸出訊號","输出讯号"]
["Terminal","端子台","端子台"]
["Interrupt","中斷","中断"]
["Ext. cable","外部擴充線","外部扩充线"]
["Ext. terminal","外部端子台","外部端子台"]
["None","無","无"]
["Relay(2A)","繼電器(2A)","继电器(2A)"]
["JIS removable","日式可脫離端子","日式可脱离端子"]
["EU removable","歐式可脫離端子","欧式可脱离端子"]
["AIO Modules","AIO模組","AIO模块"]
["Input channels","輸入通道數","输入通道数"]
["Output channels","輸出通道數","输出通道数"]
["Temperature Modules","溫度模組","温度模块"]
["Channels","通道數","通道数"]
["Signal","訊號","讯号"]
["Channel isolated","通道隔離","通道隔离"]
["Network Modules","網路模組","网络模块"]
["Ports","埠數","埠数"]
["Master","主站","主站"]
["Slave","從站","从站"]
["Protocol","通訊協定","通讯协议"]
["Max. speed","最高速度","最高速度"]
["Max. nodes","最多從站數","最多从站数"]
["RTU Modules","RTU模組","RTU模块"]
["Support DIO, AIO,\nTemp.","支援DIO, AIO,\n溫度模組","支持DIO, AIO,\n温度模块"]
["Support SCM","支援SCM模組","支援SCM模块"]
["Motion Modules","運動控制模組","运动控制模块"]
["Channels/Axes","通道數/軸數","通道数/轴数"]
["High speed counter","高速計數器","高速计数器"]
["Pulse-train axis","脈衝軸","脉冲轴"]
["DMCNET axis","DMCNET軸","DMCNET轴"]
["Accessories - Cable","零配件 - 線材","零配件 - 线材"]
["Length(m)","長度(m)","长度(m)"]
["Connector","接頭","接头"]
["Ext. backplane cable","延伸背板連接線","扩展底板连接线"]
["I/O external terminal cable","I/O外部擴充線","I/O外部扩充线"]
["CANopen/DeviceNet cable (trunk)","CANopen/DeviceNet通訊線 (主線)","CANopen/DeviceNet通讯线 (主线)"]
["CANopen/DeviceNet cable (drop)","CANopen/DeviceNet通訊線 (支線)","CANopen/DeviceNet通讯线 (支线)"]
["Customer","自定","自定"]
["CANopen/DeviceNet/DMCNET cable","CANopen/DeviceNet/DMCNET通訊線","CANopen/DeviceNet/DMCNET通讯线"]
["PROFIBUS cable","PROFIBUS通訊線","PROFIBUS通讯线"]
["Accessories - External Terminal","零配件 - 外部端子台","零配件 - 外部端子台"]
["Connector - module","模組端接頭","模块端接头"]
["Connector - wire","接線端接頭","接线端接头"]
["Built-in relay","內建繼電器","内建继电器"]
["Accessories - Others","零配件 - 其它","零配件 - 其它"]
["Description","說明","说明"]
["Terminal resistor","終端電阻","终端电阻"]
["Distribution box","分接器","分接器"]
["DIN socket","DIN軌連接組件","DIN轨连接组件"]
["Fiber optic adapter","光纖轉換模組","光纤转换模块"]
["SD card","SD卡","SD卡"]
["For DMCNET, RJ45","DMCNET使用, RJ45","DMCNET使用, RJ45"]
["For CANopen/DeviceNet, RJ45","CANopen/DeviceNet使用, RJ45","CANopen/DeviceNet使用, RJ45"]
["Power distribution box for CANopen/DeviceNet","CANopen/DeviceNet電源分接器","CANopen/DeviceNet电源分接器"]
["1 for 2 distribution box for CANopen/DeviceNet","CANopen/DeviceNet 1對2訊號分接器","CANopen/DeviceNet 1对2讯号分接器"]
["1 for 4 distribution box for CANopen/DeviceNet","CANopen/DeviceNet 1對4訊號分接器","CANopen/DeviceNet 1对4讯号分接器"]
["1 for 4 distribution box for CANopen/DeviceNet, RJ45","CANopen/DeviceNet 1對4訊號分接器, RJ45","CANopen/DeviceNet 1对4讯号分接器, RJ45"]
["AH500 dummy module","AH500防護模組","AH500防护模块"]
["Used on DIN rail for AH500 backplane","AH500背板安裝於DIN軌時使用","AH500底板安装于DIN轨时使用"]
["Change the backplane ext. port to optical (lower)","轉換背板延伸通訊口為光纖模式 (lower端)","转换底板扩展通讯口为光纤模式 (lower端)"]
["Change the backplane ext. port to optical (upper)","轉換背板延伸通訊口為光纖模式 (upper端)","转换底板扩展通讯口为光纤模式 (upper端)"]
["SD card, 1GB","SD卡, 1GB","SD卡, 1GB"]
["Filter On","啟用篩選","启用筛选"]
["Please enter the quantity of cabinets in the project.","請輸入專案內的控制箱數量.","请输入项目内的控制柜数量."]
["Please select the slot information for main backplane.","請選擇主背板的槽位資訊.","请选择主底板的槽位信息."]
["Please select the slot information for extension backplane.","請選擇延伸背板的槽位資訊.","请选择扩展底板的槽位信息."]
["The previous station of station ","控制箱 ","控制柜"]
[" can not be ","的前一個控制箱設定不可為 ","的前一个控制柜设定不可为"]
["Please edit the data and then execute again.","請修正輸入後重新執行一次.","请修正输入后重新执行一次."]
["Please select the CPU type. (with or without Ethernet port)","請選擇主機是否需要內建乙太網通訊口.","请选择主机是否需要内建以太网通讯口."]
["The quantity of communication modules is more than 8.","通訊模組總數量已超過8個.","通讯模块总数量已超过8个."]
["The quantity of communication modules is more than the slots of main backplane.","通訊模組總數量超過主背板槽位數.","通讯模块总数量超过主底板槽位数."]
["Please select the connector type of 32-point DIO modules.","請選擇32點DIO模組的端子台類型.","请选择32点DIO模块的端子台类型."]
["Please select the point information for digital modules.","請選擇數位模組的點數.","请选择数字模块的点数."]
["Please select Y or N for using mix-type digital modules.","請選擇是否接受混合式數位模組.","请选择是否接受混合式数字模块."]
["Please select the channel information for analog modules.","請選擇類比模組的通道數.","请选择模拟模块的通道数."]
["Please select Y or N for using mix-type analog modules.","請選擇是否接受混合式類比模組.","请选择是否接受混合式模拟模块."]
["Please select channel information for PT modules.","請選擇PT溫度模組的通道數.","请选择PT温度模块的信道数."]
["Please select channel information for TC modules.","請選擇TC溫度模組的通道數.","请选择TC温度模块的信道数."]
["Please select channel information for HC modules.","請選擇高速計數模組的通道數.","请选择高速计数模块的通道数."]
["Please select channel information for PM modules.","請選擇脈衝運動控制模組的通道數.","请选择脉冲运动控制模块的通道数."]
["Please select the RIO protocol.","請選擇RIO通訊協定.","请选择RIO通讯协议."]
["The RIO protocol you selected does not support the serial communication modules in remote stations. Please change it and excute again.","您所選擇的RIO通訊協定並不支援串列通訊模組安裝於遠端上. 請變更後重新執行一次.","您所选择的RIO通讯协议并不支持串行通讯模块安装于远程上. 请变更后重新执行一次."]
["Please select the CPU model.","請選擇主機型式.","请选择主机型式."]
["Please enter the input data length for SCM module.","請輸入SCM模組的資料資料長度(讀入)","请输入SCM模块的数据数据长度(读入)"]
["Please enter the output data length for SCM module.","請輸入SCM模組的資料資料長度(寫出)","请输入SCM模块的数据数据长度(写出)"]
["Please select the extension ability of ext. backplane in RIO structure.","請選擇RIO架構下是否支援延伸背板.","请选择RIO架构下是否支持扩展底板."]
["Total quantity of motion modules is over the local extension capacity.","運動控制模組總數量已超過本地背板總槽位數.","运动控制模块总数量已超过本地底板总槽位数."]
["Total quantity of communication and motion modules is over the local extension capacity.","通訊模組與運動控制模組的總數量已超過本地背板總槽位數.","通讯模块与运动控制模块的总数量已超过本地底板总槽位数."]
["~~~~~~ End of the table ~~~~~~","~~~~~~ 結束 ~~~~~~","~~~~~~ 结束 ~~~~~~"]
["Please select the power supply type.","請選擇電源類型.","请选择电源类型."]
["The max. quantity of RTU in the same RIO line is over ","同一條主線上的RTU數量超過上限 ","同一条总在线的RTU数量超过上限"]
["The max. distance of the RIO line is over ","主線的總長度超過上限 ","总线的总长度超过上限"]
["The input memory capacity of the RIO line ","第 ","第"]
[" is over "," 條RIO主線的輸入記憶容量超過主站上限 "," 条RIO总线的输入记忆容量超过主站上限"]
["The output memory capacity of the RIO line ","第 ","第"]
[" is over "," 條RIO主線的輸出記憶容量超過主站上限 "," 条RIO总线的输出记忆容量超过主站上限"]
["AH CPU, 32k steps, extension backplane=0","AH主機, 32K steps, 延伸背板=0","AH主机, 32K steps, 扩展底板=0"]
["AH CPU, 64k steps, extension backplane=1","AH主機, 64K steps, 延伸背板=1","AH主机, 64K steps, 扩展底板=1"]
["AH CPU, 128k steps, extension backplane=3","AH主機, 128K steps, 延伸背板=3","AH主机, 128K steps, 扩展底板=3"]
["AH CPU, 256k steps, extension backplane=7","AH主機, 256K steps, 延伸背板=7","AH主机, 256K steps, 扩展底板=7"]
[", with 1 Ethernet port",", 1個乙太網通訊埠",", 1个以太网通讯端口"]
[", with 2 serial port (RS232/422/485)",", 2個串列通訊埠 (RS-232/422/485)",", 2个串行通讯端口 (RS-232/422/485)"]
["Please select if you need the dummy module.","請選擇是否需要防護模組.","请选择是否需要防护模块."]
["Power supply (100~240 VAC) ","電源模組 (100~240 VAC)","电源模块 (100~240 VAC)"]
["Power supply (24 VDC) ","電源模組 (24 VDC)","电源模块 (24 VDC)"]
["Main backplane (4-slot)","主背板 (4槽)","主底板 (4槽)"]
["Main backplane (6-slot)","主背板 (6槽)","主底板 (6槽)"]
["Main backplane (8-slot)","主背板 (8槽)","主底板 (8槽)"]
["Main backplane (12-slot)","主背板 (12槽)","主底板 (12槽)"]
["Extension backplane (6-slot)","延伸背板 (6槽)","扩展底板 (6槽)"]
["Extension backplane (8-slot)","延伸背板 (8槽)","扩展底板 (8槽)"]
["DeviceNet RTU","RTU模組 (DeviceNet)","RTU模块 (DeviceNet)"]
["Profibus RTU","RTU模組 (Profibus)","RTU模块 (Profibus)"]
["16-point DI (NPN/PNP) ","16點DI模組 (NPN/PNP)","16点DI模块 (NPN/PNP)"]
["16-point DI (120~240 VAC) ","16點DI模組 (102~240 VAC))","16点DI模块 (102~240 VAC))"]
["16-point Interrupt DI (NPN/PNP) ","16點中斷型DI模組 (NPN/PNP)","16点中断型DI模块 (NPN/PNP)"]
["32-point DI (NPN/PNP)","32點DI模組 (NPN/PNP)","32点DI模块 (NPN/PNP)"]
["64-point DI (NPN/PNP) - MIL connector","64點DI模組 (NPN/PNP) - MIL接頭","64点DI模块 (NPN/PNP) - MIL接头"]
["16-point DO (NPN) ","16點DO模組 (NPN)","16点DO模块 (NPN)"]
["16-point DO (PNP) ","16點DO模組 (PNP)","16点DO模块 (PNP)"]
["16-point DO (2A Relay) ","16點DO模組 (2A繼電器)","16点DO模块 (2A继电器)"]
["16-point DO (TRIAC) ","16點DO模組 (TRIAC)","16点DO模块 (TRIAC)"]
["32-point DO (NPN)","32點DO模組 (NPN)","32点DO模块 (NPN)"]
["32-point DO (PNP)","32點DO模組 (PNP)","32点DO模块 (PNP)"]
["64-point DO (NPN) - MIL connector","64點DO模組 (NPN) - MIL接頭","64点DO模块 (NPN) - MIL接头"]
["64-point DO (PNP) - MIL connector","64點DO模組 (PNP) - MIL接頭","64点DO模块 (PNP) - MIL接头"]
["16-point DIO (8xNPN/PNP IN + 8xNPN OUT)","16點混合型DIO模組 (8個NPN/PNP輸入 + 8個NPN輸出)","16点混合型DIO模块 (8个NPN/PNP输入 + 8个NPN输出)"]
["16-point DIO (8xNPN/PNP IN + 8xPNP OUT)","16點混合型DIO模組 (8個NPN/PNP輸入 + 8個PNP輸出)","16点混合型DIO模块 (8个NPN/PNP输入 + 8个PNP输出)"]
["16-point DIO (8xNPN/PNP IN + 8xRelay OUT)","16點混合型DIO模組 (8個NPN/PNP輸入 + 8個繼電器輸出)","16点混合型DIO模块 (8个NPN/PNP输入 + 8个继电器输出)"]
["4-channel AI (Voltage/Current)","4通道AI模組 (電壓/電流)","4信道AI模块 (电压/电流)"]
["8-channel AI (Voltage)","8通道AI模組 (電壓)","8信道AI模块 (电压)"]
["8-channel AI (Current)","8通道AI模組 (電流)","8通道AI模块 (电流)"]
["4-channel AO (Voltage/Current)","4通道AO模組 (電壓/電流)","4信道AO模块 (电压/电流)"]
["8-channel AO (Voltage)","8通道AO模組 (電壓)","8信道AO模块 (电压)"]
["8-channel AO (Current)","8通道AO模組 (電流)","8通道AO模块 (电流)"]
["6-channel AIO (4xIN + 2xOUT, Voltage/Current)","6通道混合型AIO模組 (4個輸入 + 2個輸出, 電壓/電流)","6通道混合型AIO模块 (4个输入 + 2个输出, 电压/电流)"]
["4-channel temperature (PT)","4通道溫度模組 (PT)","4信道温度模块 (PT)"]
["8-channel temperature with full channel isolation (PT)","8通道全隔離溫度模組 (PT)","8信道全隔离温度模块 (PT)"]
["4-channel temperature (Thermocouple)","4通道溫度模組 (TC)","4信道温度模块 (TC)"]
["8-channel temperature (Thermocouple)","8通道溫度模組 (TC)","8信道温度模块 (TC)"]
["2-channel high speed counter (200kHz)","2通道高速計數器模組 (200kHz)","2通道高速计数器模块 (200kHz)"]
["4-channel high speed counter (200kHz)","4通道高速計數器模組 (200kHz)","4通道高速计数器模块 (200kHz)"]
["2-axis pulse train motion controller (1MHz differential)","2軸脈衝型運動控制模組 (1MHz差分)","2轴脉冲型运动控制模块 (1MHz差分)"]
["6-axis pulse train motion controller (4x1MHz differential + 2x200kHz open collector)","6軸脈衝型運動控制模組 (4軸1MHz差分 + 2軸200kHz開集極)","6轴脉冲型运动控制模块 (4轴1MHz差分 + 2轴200kHz开集极)"]
["12-axis DMCNET motion controller (1ms)","12軸DMCNET運動控制模組 (1ms同步時間)","12轴DMCNET运动控制模块 (1ms同步时间)"]
["Serial communication module (2xRS-422/485, 460.8kbps)","串列通訊模組 (2個RS-422/485模組)","串行通讯模块 (2个RS-422/485模块)"]
["Ethernet module (2 ports switch)","乙太網模組 (2埠交換器功能)","以太网模块 (2端口交换器功能)"]
["DeviceNet module","DeviceNet通訊模組","DeviceNet通讯模块"]
["Profibus slave module","Profibus從站通訊模組","Profibus从站通讯模块"]
["Profibus master module","Profibus主站通訊模組","Profibus主站通讯模块"]
["CANopen module","CANopen通訊模組","CANopen通讯模块"]
["4-axis pulse train motion controller (1MHz differential)","4軸脈衝型運動控制模組 (1MHz差分)","4轴脉冲型运动控制模块 (1MHz差分)"]
["8-channel AI (Voltage/Current)","8通道AI模組 (電壓/電流)","8信道AI模块 (电压/电流)"]
["8-channel AO (Voltage/Current)","8通道AO模組 (電壓/電流)","8信道AO模块 (电压/电流)"]
["All calculation is done. Please check the result in other sheets.","所有的計算已經完成. 可到相關頁籤內瀏覽其結果.","所有的计算已经完成. 可到相关页签内浏览其结果."]
["Serial Communication Module","串列通訊模組","串行通讯模块"]
["16-point","16點","16点"]
["32-point","32點","32点"]
["64-point","64點","64点"]
["No Ext. Terminal","無外部端子台","无外部端子台"]
["Ext. Terminal (DB37)","外部端子台 (DB37)","外部端子台 (DB37)"]
["Ext. Terminal (MIL)","外部端子台 (MIL)","外部端子台 (MIL)"]
["32-point DI (NPN/PNP) - DB37 connector","32點DI模組 (NPN/PNP) - DB37接頭","32点DI模块 (NPN/PNP) - DB37接头"]
["32-point DI (NPN/PNP) - MIL connector","32點DI模組 (NPN/PNP) - MIL接頭","32点DI模块 (NPN/PNP) - MIL接头"]
["32-point DO (NPN) - DB37 connector","32點DO模組 (NPN) - DB37接頭","32点DO模块 (NPN) - DB37接头"]
["32-point DO (NPN) - MIL connector","32點DO模組 (NPN) - MIL接頭","32点DO模块 (NPN) - MIL接头"]
["32-point DO (PNP) - DB37 connector","32點DO模組 (PNP) - DB37接頭","32点DO模块 (PNP) - DB37接头"]
["32-point DO (PNP) - MIL connector","32點DO模組 (PNP) - MIL接頭","32点DO模块 (PNP) - MIL接头"]
["EU terminal","歐式端子台","欧式端子台"]
["Parameter Setting","參數設定","参数设定"]
["Structure","系統架構","系统架构"]
["PO List","採購清單","采购清单"]
["Products Spec List","產品規格列表","产品规格列表"]
["Catalog","型錄","型录"]
["Image","圖片","图片"]
["Dimension(mm)\nH x W x D","尺寸(mm)\nH x W x D","尺寸(mm)\nH x W x D"]
["Picture","圖示","图示"]
["All configurations are done and ready to execute the calculation?","是否已設定好所有參數並準備執行計算?","是否已设定好所有参数并准备执行计算?"]